## Sheet1
BrandName | MedicalDeviceListingNumber | AuthorizationNumber | ManufacturerName | ModelNumber | ManufacturerDeviceIdentifierNumber | MedicalDeviceIdentifierNumberFormat | Gmdn | DeviceType | ProductCategory | ProductDescription | IntendedPurpose | DeviceClassification | MdmaAccountId | AuthorizedRepresentative | ExpiryDate | DeviceStatus | Accessories | ProductID | Type
FiberTak Suture Anchor | ME0000001945SFDAA00398 | MDMA-1-2019-1298 | Arthrex, Inc | AR-3600 AR-3600-2 AR-3602 AR-3602-2 AR-3603 AR-3603-2 AR-8990ST AR-8990ST-2 AR-8990DS AR-3652TSP AR-3632SP AR-3633SP AR-3652TTSP AR-3652SP | AR-3600 AR-3600-2 AR-3602 AR-3602-2 AR-3603 AR-3603-2 AR-8990ST AR-8990ST-2 AR-8990DS AR-3652TSP AR-3632SP AR-3633SP AR-3652TTSP AR-3652SP | LOT | 36174 | Medical Device | Medical Device | Ligament anchor to be implanted into bone | Intended to attach the ends of a ligament to the bone | Class IIb | 1298 | ARL-2019-MD-1490 | 2027-05-26T00:00:00Z | Active | tradeName: Disposables Kit, for FiberTak Suture Anchor description: Disposables for Suture Anchor gmdn: 44093 | 20000 | MDMAGHTF
Implant Delivery System, Pec Repair, Large Eyelets | ME0000001945SFDAA00401 | MDMA-1-2019-1298 | Arthrex, Inc | AR-2269 | AR-2269 | LOT | 36174 | Medical Device | Medical Device | Ligament anchor to be implanted into bone | Intended to attach the ends of a ligament to the bone | Class IIb | 1298 | ARL-2019-MD-1490 | 2027-05-26T00:00:00Z | Active |  | 20003 | MDMAGHTF
Implant System, Proximal Tenodesis | ME0000001945SFDAA00399 | MDMA-1-2019-1298 | Arthrex, Inc | AR-2290 | AR-2290 | LOT | 36174 | Medical Device | Medical Device | Ligament anchor to be implanted into bone | Intended to attach the ends of a ligament to the bone | Class IIb | 1298 | ARL-2019-MD-1490 | 2027-05-26T00:00:00Z | Active |  | 20001 | MDMAGHTF
Tenodesis Screw, PEEK | ME0000001945SFDAA00403 | MDMA-1-2019-1298 | Arthrex, Inc | AR-1655PS AR-1655PS-10 AR-1655PS-12 AR-1530PS AR-1540PS AR-1547PS AR-1555PS AR-1562PS AR-1570PS AR-1580PS AR-1590PS AR-1670PS AR-1680PS | AR-1655PS AR-1655PS-10 AR-1655PS-12 AR-1530PS AR-1540PS AR-1547PS AR-1555PS AR-1562PS AR-1570PS AR-1580PS AR-1590PS AR-1670PS AR-1680PS | LOT | 46646 | Medical Device | Medical Device | Orthopaedic bone screw | Used for internal orthopaedic fracture fixation by being screwed into bone to hold plates or nails to bone or to provide direct interfragmentary stabilization of bone | Class IIb | 1298 | ARL-2019-MD-1490 | 2027-05-26T00:00:00Z | Active | tradeName: Driver for Tenodesis™ Screw description: Reusable Surgical Screwdriver gmdn: 33968 | 20005 | MDMAGHTF
Proximal Tenodesis Button | ME0000001945SFDAA00404 | MDMA-1-2019-1298 | Arthrex, Inc | AR-2291 | AR-2291 | LOT | 36174 | Medical Device | Medical Device | Ligament anchor to be implanted into bone | Intended to attach the ends of a ligament to the bone | Class IIb | 1298 | ARL-2019-MD-1490 | 2027-05-26T00:00:00Z | Active |  | 20006 | MDMAGHTF
Suture Anchor, PEEK Suture Tak, Knotless With #2 Suture | ME0000001945SFDAA00402 | MDMA-1-2019-1298 | Arthrex, Inc | AR-1938PS | AR-1938PS | LOT | 36174 | Medical Device | Medical Device | Ligament anchor to be implanted into bone | Intended to attach the ends of a ligament to the bone | Class IIb | 1298 | ARL-2019-MD-1490 | 2027-05-26T00:00:00Z | Active | tradeName: 1.8mm Drill, MICRO SUTURETAK description: SUTURETAK Drill gmdn: . tradeName: 2.0 Drill, MICRO SUTURETAK description: SUTURETAK Drill gmdn: . tradeName: 1.8mm Drill, Mini SUTURETAK description: SUTURETAK Drill gmdn: . tradeName: 2.0mm Drill, Mini SUTURETAK description: SUTURETAK Drill gmdn: . | 20004 | MDMAGHTF
Plate, Wedged Profile | ME0000001945SFDAA00400 | MDMA-1-2019-1298 | Arthrex, Inc | AR-8111 | AR-8111 | LOT | 61689 | Medical Device | Medical Device | Two-hole spiked washer | Intended to avoids bone block breakage and distributes the load to the entire surface of the block and compresses the medial part to the glenoid neck" | Class IIb | 1298 | ARL-2019-MD-1490 | 2027-05-26T00:00:00Z | Active |  | 20002 | MDMAGHTF
SwiveLock® Tenodesis, PEEK | ME0000001945SFDAA00405 | MDMA-1-2019-1298 | Arthrex, Inc | AR-1662PSL-7 AR-1662PSL-8 AR-1662PSL-9 AR-7324PSL | AR-1662PSL-7 AR-1662PSL-8 AR-1662PSL-9 AR-7324PSL | LOT | 36174 | Medical Device | Medical Device | Ligament anchor to be implanted into bone | Intended to attach the ends of a ligament to the bone | Class IIb | 1298 | ARL-2019-MD-1490 | 2027-05-26T00:00:00Z | Active |  | 20007 | MDMAGHTF
Implant System, Knotless Distal Biceps | ME0000001945SFDAA00406 | MDMA-1-2019-1298 | Arthrex, Inc | AR-2280 | AR-2280 | LOT | 36174 | Medical Device | Medical Device | Ligament anchor to be implanted into bone | Intended to attach the ends of a ligament to the bone | Class IIb | 1298 | ARL-2019-MD-1490 | 2027-05-26T00:00:00Z | Active |  | 20008 | MDMAGHTF
Implant, Knotless Distal Biceps | ME0000001945SFDAA00411 | MDMA-1-2019-1298 | Arthrex, Inc | AR-2281 | AR-2281 | LOT | 36174 | Medical Device | Medical Device | Ligament anchor to be implanted into bone | Intended to attach the ends of a ligament to the bone | Class IIb | 1298 | ARL-2019-MD-1490 | 2027-05-26T00:00:00Z | Active |  | 20013 | MDMAGHTF
Knotless AC TightRope® | ME0000001945SFDAA00407 | MDMA-1-2019-1298 | Arthrex, Inc | AR-2370 | AR-2370 | LOT | 36174 | Medical Device | Medical Device | Ligament anchor to be implanted into bone | Intended to attach the ends of a ligament to the bone | Class IIb | 1298 | ARL-2019-MD-1490 | 2027-05-26T00:00:00Z | Active |  | 20009 | MDMAGHTF
Knotless AC Repair System | ME0000001945SFDAA00409 | MDMA-1-2019-1298 | Arthrex, Inc | AR-2371 | AR-2371 | LOT | 36174 | Medical Device | Medical Device | Ligament anchor to be implanted into bone | Intended to attach the ends of a ligament to the bone | Class IIb | 1298 | ARL-2019-MD-1490 | 2027-05-26T00:00:00Z | Active |  | 20011 | MDMAGHTF
SpeedBridge Implant System with PEEK SwiveLock® SP Anchors | ME0000001945SFDAA00410 | MDMA-1-2019-1298 | Arthrex, Inc | AR-2600SBS-7 | AR-2600SBS-7 | LOT | 36174 | Medical Device | Medical Device | non bio absorbable soft tissue anchor | Intended for the attachment of soft tissues either directly or via a suture | Class IIb | 1298 | ARL-2019-MD-1490 | 2027-05-26T00:00:00Z | Active |  | 20012 | MDMAGHTF
Button, Distal Clavicle Plate | ME0000001945SFDAA00313 | MDMA-1-2019-1298 | Arthrex, Inc | AR-2658 | AR-2658 | LOT | 61688 | Medical Device | Medical Device | non bio absorbable internal orthopaedic fixation system plate or screw | Intended for the stabilization of fractured or surgically-cut bones of the limbs their appendages pelvis cranio maxillofacial bones and or for limb-joint fusion | Class IIb | 1298 | ARL-2019-MD-1490 | 2027-05-26T00:00:00Z | Active |  | 19915 | MDMAGHTF
Clavicle Fracture Plate, Central Third | ME0000001945SFDAA00412 | MDMA-1-2019-1298 | Arthrex, Inc | AR-2650CL AR-2650CR AR-2651CL AR-2651CR AR-2652CL AR-2652CR AR-2653CL AR-2653CR AR-2654CL AR-2654CR AR-2655CL AR-2655CR | AR-2650CL AR-2650CR AR-2651CL AR-2651CR AR-2652CL AR-2652CR AR-2653CL AR-2653CR AR-2654CL AR-2654CR AR-2655CL AR-2655CR | LOT | 61689 | Medical Device | Medical Device | Non bio absorbable internal orthopaedic fixation system plate or screw | Intended for the stabilization of fractured or surgically-cut bones of the limbs their appendages pelvis cranio maxillofacial bones and or for limb-joint fusion | Class IIb | 1298 | ARL-2019-MD-1490 | 2027-05-26T00:00:00Z | Active |  | 20014 | MDMAGHTF
Distal Clavicle Plate | ME0000001945SFDAA00832 | MDMA-1-2019-1298 | Arthrex, Inc | AR-2622DL AR-2622DR AR-2656DL AR-2656DR AR-2685DL-10 AR-2685DR-10 | AR-2622DL AR-2622DR AR-2656DL AR-2656DR AR-2685DL-10 AR-2685DR-10 | LOT | 61688 | Medical Device | Medical Device | Non bio absorbable internal orthopaedic fixation system plate | Intended for the stabilization of fractured or surgically-cut bones of the limbs their appendages pelvis cranio maxillofacial bones and or for limb-joint fusion | Class IIb | 1298 | ARL-2019-MD-1490 | 2027-05-26T00:00:00Z | Active |  | 116814 | MDMAGHTF
Knotless Distal Clavicle Plate Button Assembly | ME0000001945SFDAA00418 | MDMA-1-2019-1298 | Arthrex, Inc | AR-2658T | AR-2658T | LOT | 36174 | Medical Device | Medical Device | Ligament anchor to be implanted into bone | Intended to attach the ends of a ligament to the bone | Class IIb | 1298 | ARL-2019-MD-1490 | 2027-05-26T00:00:00Z | Active |  | 20020 | MDMAGHTF
Low Profile Locking Screw™ | ME0000001945SFDAA00419 | MDMA-1-2019-1298 | Arthrex, Inc | AR-8827L-08 AR-8835L-08 | AR-8827L-08 AR-8835L-08 | LOT | 61689 | Medical Device | Medical Device | Non bio absorbable internal orthopaedic fixation system screw | Intended for the stabilization of fractured or surgically-cut bones of the limbs their appendages pelvis cranimaxillofacial bones and or for limb-joint fusion | Class IIb | 1298 | ARL-2019-MD-1490 | 2027-05-26T00:00:00Z | Active |  | 20021 | MDMAGHTF
Low Profile Screw™ | ME0000001945SFDAA00417 | MDMA-1-2019-1298 | Arthrex, Inc | AR-8835-08 | AR-8835-08 | LOT | 61689 | Medical Device | Medical Device | Non bio absorbable internal orthopaedic fixation system screw | Intended for the stabilization of fractured or surgically-cut bones of the limbs their appendages pelvis cranio maxillofacial bones and or for limb-joint fusion | Class IIb | 1298 | ARL-2019-MD-1490 | 2027-05-26T00:00:00Z | Active |  | 20019 | MDMAGHTF
PEEKPower, Humeral Fracture Plate, proximal | ME0000001945SFDAA00415 | MDMA-1-2019-1298 | Arthrex, Inc | AR-14003P AR-14005P | AR-14003P AR-14005P | LOT | 61688 | Medical Device | Medical Device | Non bio absorbable internal orthopaedic fixation system Plate | Intended for the stabilization of fractured or surgically-cut bones of the limbs their appendages pelvis cranio maxillofacial bones and or for limb-joint fusion | Class IIb | 1298 | ARL-2019-MD-1490 | 2027-05-26T00:00:00Z | Active |  | 20017 | MDMAGHTF
Soft Bone Locking Screw | ME0000001945SFDAA00250 | MDMA-1-2019-1298 | Arthrex, Inc | AR-14324 AR-14326 AR-14328 AR-14330 AR-14332 AR-14334 AR-14336 AR-14338 AR-14340 AR-14342 AR-14344 AR-14346 AR-14348 AR-14350 AR-14352 AR-14354 AR-14356 AR-14358 AR-14360 AR-14365 AR-14370 AR-14375 AR-14380 AR-14385 AR-14390 | AR-14324 AR-14326 AR-14328 AR-14330 AR-14332 AR-14334 AR-14336 AR-14338 AR-14340 AR-14342 AR-14344 AR-14346 AR-14348 AR-14350 AR-14352 AR-14354 AR-14356 AR-14358 AR-14360 AR-14365 AR-14370 AR-14375 AR-14380 AR-14385 AR-14390 | LOT | 61689 | Medical Device | Medical Device | Non bio absorbable internal orthopaedic fixation system screw | Intended for the stabilization of fractured or surgically-cut bones of the limbs their appendages pelvis cranio maxillofacial bones and or for limb-joint fusion | Class IIb | 1298 | ARL-2019-MD-1490 | 2027-05-26T00:00:00Z | Active |  | 19852 | MDMAGHTF
SutureTape™ | ME0000001945SFDAA00421 | MDMA-1-2019-1298 | Arthrex, Inc | AR-7500 | AR-7500 | LOT | 13907 | Medical Device | Medical Device | Polyethylene suture | intended to join (approximate) the edges of a soft-tissue wound or incision by stitching or to ligate soft tissues | Class IIb | 1298 | ARL-2019-MD-1490 | 2027-05-26T00:00:00Z | Active |  | 20023 | MDMAGHTF
Plate, Distal Clavicle | ME0000001945SFDAA00422 | MDMA-1-2019-1298 | Arthrex, Inc | AR-2657DL AR-2657DR | AR-2657DL AR-2657DR | LOT | 61689 | Medical Device | Medical Device | Non bio absorbable internal orthopaedic fixation system plate | Intended for the stabilization of fractured or surgically-cut bones of the limbs their appendages pelvis cranio maxillofacial bones andor for limb-joint fusion | Class IIb | 1298 | ARL-2019-MD-1490 | 2027-05-26T00:00:00Z | Active |  | 20024 | MDMAGHTF
4K Arthroscope | ME0000001945SFDAA00425 | MDMA-1-2019-1299 | Arthrex, Inc | AR-3350-4031 AR-3350-4071 AR-3350-5230 AR-3350-5270 | AR-3350-4031 AR-3350-4071 AR-3350-5230 AR-3350-5270 | Serial Number | 34856 | Medical Device | Medical Device | An endoscope with a rigid inserted portion intended for the visual examination and treatment | used to visualize body cavities. Each endoscope was developed for diagnostic and surgical procedures in one of the following fields of application: • Arthroscope: arthroscopic procedures • Laparoscope: laparoscopic procedures • Endoscope: endoscopic procedures The intended use of the Arthrex endoscopic medical instruments are: • Arthroscopy sheaths for endoscopic diagnosis and treatment in arthroscopic interventions • Trocars – sharp - for use with compatible arthroscopy sheaths • Obturators – blunt and conical blunt - for use with compatible arthroscopy sheaths For the benefit and safety of patients, physicians must select a method which they consider suitable, based on their experience. | Class IIa | 1298 | ARL-2019-MD-1490 | 2027-05-26T00:00:00Z | Active |  | 20027 | MDMAGHTF
4K Laparoscope | ME0000001945SFDAA00428 | MDMA-1-2019-1299 | Arthrex, Inc | AR-3351-1000 AR-3351-1000L AR-3351-1030 AR-3351-1030L AR-3351-1045 AR-3351-1045L AR-3351-5500 AR-3351-5500L AR-3351-5530 AR-3351-5530L AR-3351-5545 AR-3351-5545L AR-3352-5500 AR-3352-5500L AR-3352-5530 AR-3352-5530L AR-3352-5545 AR-3352-5545L | AR-3351-1000 AR-3351-1000L AR-3351-1030 AR-3351-1030L AR-3351-1045 AR-3351-1045L AR-3351-5500 AR-3351-5500L AR-3351-5530 AR-3351-5530L AR-3351-5545 AR-3351-5545L AR-3352-5500 AR-3352-5500L AR-3352-5530 AR-3352-5530L AR-3352-5545 AR-3352-5545L | Serial Number | 12291 | Medical Device | Medical Device | An endoscope with a rigid inserted portionangulus iridocornealis for the visual examination | used to visualize body cavities. Each endoscope was developed for diagnostic and surgical procedures in one of the following fields of application: • Arthroscope: arthroscopic procedures • Laparoscope: laparoscopic procedures • Endoscope: endoscopic procedures The intended use of the Arthrex endoscopic medical instruments are: • Arthroscopy sheaths for endoscopic diagnosis and treatment in arthroscopic interventions • Trocars – sharp - for use with compatible arthroscopy sheaths • Obturators – blunt and conical blunt - for use with compatible arthroscopy sheaths For the benefit and safety of patients, physicians must select a method which they consider suitable, based on their experience. | Class IIa | 1298 | ARL-2019-MD-1490 | 2027-05-26T00:00:00Z | Active |  | 20030 | MDMAGHTF
C-Mount Arthroscope | ME0000001945SFDAA00426 | MDMA-1-2019-1299 | Arthrex, Inc | AR-3355-1930 AR-3355-2470 AR-3355-2730 AR-3355-2770 AR-3355-3030 AR-3355-3070 AR-3355-4000 AR-3355-4030 AR-3355-4030R AR-3355-4070 | AR-3355-1930 AR-3355-2470 AR-3355-2730 AR-3355-2770 AR-3355-3030 AR-3355-3070 AR-3355-4000 AR-3355-4030 AR-3355-4030R AR-3355-4070 | Serial Number | 34856 | Medical Device | Medical Device | An endoscope with a rigid inserted portion intended for the visual examination | used to visualize body cavities. Each endoscope was developed for diagnostic and surgical procedures in one of the following fields of application: • Arthroscope: arthroscopic procedures • Laparoscope: laparoscopic procedures • Endoscope: endoscopic procedures The intended use of the Arthrex endoscopic medical instruments are: • Arthroscopy sheaths for endoscopic diagnosis and treatment in arthroscopic interventions • Trocars – sharp - for use with compatible arthroscopy sheaths • Obturators – blunt and conical blunt - for use with compatible arthroscopy sheaths For the benefit and safety of patients, physicians must select a method which they consider suitable, based on their experience. | Class IIa | 1298 | ARL-2019-MD-1490 | 2027-05-26T00:00:00Z | Active |  | 20028 | MDMAGHTF
C-Mount Hip Arthroscope | ME0000001945SFDAA00438 | MDMA-1-2019-1299 | Arthrex, Inc | AR-3355-4030H AR-3355-4070H | AR-3355-4030H AR-3355-4070H | Serial Number | 34856 | Medical Device | Medical Device | An endoscope with a rigid inserted portion intended for the visual examination and treatment | used to visualize body cavities. Each endoscope was developed for diagnostic and surgical procedures in one of the following fields of application: • Arthroscope: arthroscopic procedures • Laparoscope: laparoscopic procedures • Endoscope: endoscopic procedures The intended use of the Arthrex endoscopic medical instruments are: • Arthroscopy sheaths for endoscopic diagnosis and treatment in arthroscopic interventions • Trocars – sharp - for use with compatible arthroscopy sheaths • Obturators – blunt and conical blunt - for use with compatible arthroscopy sheaths For the benefit and safety of patients, physicians must select a method which they consider suitable, based on their experience. | Class IIa | 1298 | ARL-2019-MD-1490 | 2027-05-26T00:00:00Z | Active |  | 20040 | MDMAGHTF
4K C-Mount Arthroscope | ME0000001945SFDAA00439 | MDMA-1-2019-1299 | Arthrex, Inc | AR-3355-4031 AR-3355-4071 AR-3355-5230 AR-3355-5270 AR-3355-4050 | AR-3355-4031 AR-3355-4071 AR-3355-5230 AR-3355-5270 AR-3355-4050 | LOT and SN | 34856 | Medical Device | Medical Device | An endoscope with a rigid inserted portion intended for the visual examination and treatment | used to visualize body cavities. Each endoscope was developed for diagnostic and surgical procedures in one of the following fields of application: • Arthroscope: arthroscopic procedures • Laparoscope: laparoscopic procedures • Endoscope: endoscopic procedures The intended use of the Arthrex endoscopic medical instruments are: • Arthroscopy sheaths for endoscopic diagnosis and treatment in arthroscopic interventions • Trocars – sharp - for use with compatible arthroscopy sheaths • Obturators – blunt and conical blunt - for use with compatible arthroscopy sheaths For the benefit and safety of patients, physicians must select a method which they consider suitable, based on their experience. | Class IIa | 1298 | ARL-2019-MD-1490 | 2027-05-26T00:00:00Z | Active |  | 20041 | MDMAGHTF
Laparoscopep HD | ME0000001945SFDAA00433 | MDMA-1-2019-1299 | Arthrex, Inc | AR-3351-3000 AR-3351-3030 | AR-3351-3000 AR-3351-3030 | Serial Number | 34856 | Medical Device | Medical Device | An endoscope with a rigid inserted portionangulus iridocornealis for the visual examination | used to visualize body cavities. Each endoscope was developed for diagnostic and surgical procedures in one of the following fields of application: • Arthroscope: arthroscopic procedures • Laparoscope: laparoscopic procedures • Endoscope: endoscopic procedures The intended use of the Arthrex endoscopic medical instruments are: • Arthroscopy sheaths for endoscopic diagnosis and treatment in arthroscopic interventions • Trocars – sharp - for use with compatible arthroscopy sheaths • Obturators – blunt and conical blunt - for use with compatible arthroscopy sheaths For the benefit and safety of patients, physicians must select a method which they consider suitable, based on their experience. | Class IIa | 1298 | ARL-2019-MD-1490 | 2027-05-26T00:00:00Z | Active |  | 20035 | MDMAGHTF
Endoscope | ME0000001945SFDAA00427 | MDMA-1-2019-1299 | Arthrex, Inc | AR-3000AW AR-3030AW AR-3030AWR AR-3045AW AR-3045AWR AR-3070AW AR-3070AWR | AR-3000AW AR-3030AW AR-3030AWR AR-3045AW AR-3045AWR AR-3070AW AR-3070AWR | Serial Number | 34856 | Medical Device | Medical Device | An endoscope with a rigid inserted portion intended for the visual examination and treatment | used to visualize body cavities. Each endoscope was developed for diagnostic and surgical procedures in one of the following fields of application: Arthroscope: arthroscopic procedures • Laparoscope: laparoscopic procedures Endoscope: endoscopic procedures The intended use of the Arthrex endoscopic medical instruments are: Arthroscopy sheaths for endoscopic diagnosis and treatment in arthroscopic interventions • Trocars – sharp - for use with compatible arthroscopy sheaths Obturators – blunt and conical blunt - for use with compatible arthroscopy sheaths For the benefit and safety of patients, physicians must select a method which they consider suitable, based on their experience. | Class IIa | 1298 | ARL-2019-MD-1490 | 2027-05-26T00:00:00Z | Active |  | 20029 | MDMAGHTF
Sheath, HIP, Tapered/Fenestrated | ME0000001945SFDAA00813 | MDMA-1-2019-1299 | Arthrex, Inc | AR-3373-4001H AR-3373-4002H | AR-3373-4001H AR-3373-4002H | LOT | 34856 | Medical Device | Medical Device | An endoscope with a rigid inserted portion intended for the visual examination and treatment | used to visualize body cavities. Each endoscope was developed for diagnostic and surgical procedures in one of the following fields of application: • Arthroscope: arthroscopic procedures • Laparoscope: laparoscopic procedures • Endoscope: endoscopic procedures The intended use of the Arthrex endoscopic medical instruments are: • Arthroscopy sheaths for endoscopic diagnosis and treatment in arthroscopic interventions • Trocars – sharp - for use with compatible arthroscopy sheaths • Obturators – blunt and conical blunt - for use with compatible arthroscopy sheaths For the benefit and safety of patients, physicians must select a method which they consider suitable, based on their experience. | Class IIa | 1298 | ARL-2019-MD-1490 | 2027-05-26T00:00:00Z | Active |  | 114045 | MDMAGHTF
Hip Arthroscope | ME0000001945SFDAA00781 | MDMA-1-2019-1299 | Arthrex, Inc | AR-3350-4070H AR-3350-4030H | AR-3350-4070H AR-3350-4030H | SN | 34856 | Medical Device | Medical Device | An endoscope with a rigid inserted portion intended for the visual examination and treatment | used to visualize body cavities. Each endoscope was developed for diagnostic and surgical procedures in one of the following fields of application: • Arthroscope: arthroscopic procedures • Laparoscope: laparoscopic procedures • Endoscope: endoscopic procedures The intended use of the Arthrex endoscopic medical instruments are: • Arthroscopy sheaths for endoscopic diagnosis and treatment in arthroscopic interventions • Trocars – sharp - for use with compatible arthroscopy sheaths • Obturators – blunt and conical blunt - for use with compatible arthroscopy sheaths For the benefit and safety of patients, physicians must select a method which they consider suitable, based on their experience. | Class IIa | 1298 | ARL-2019-MD-1490 | 2027-05-26T00:00:00Z | Active |  | 112891 | MDMAGHTF
Arthroscope | ME0000001945SFDAA00782 | MDMA-1-2019-1299 | Arthrex, Inc | AR-3350-1930 AR-3350-2430 AR-3350-2470 AR-3350-2730 AR-3350-2770 AR-3350-3030 AR-3350-3070 AR-3350-4030 AR-3350-4030R AR-3350-4070 | AR-3350-1930 AR-3350-2430 AR-3350-2470 AR-3350-2730 AR-3350-2770 AR-3350-3030 AR-3350-3070 AR-3350-4030 AR-3350-4030R AR-3350-4070 | Serial Number | 34856 | Medical Device | Medical Device | An endoscope with a rigid inserted portion intended for the visual examination and treatment | used to visualize body cavities. Each endoscope was developed for diagnostic and surgical procedures in one of the following fields of application: • Arthroscope: arthroscopic procedures • Laparoscope: laparoscopic procedures • Endoscope: endoscopic procedures The intended use of the Arthrex endoscopic medical instruments are: • Arthroscopy sheaths for endoscopic diagnosis and treatment in arthroscopic interventions • Trocars – sharp - for use with compatible arthroscopy sheaths • Obturators – blunt and conical blunt - for use with compatible arthroscopy sheaths For the benefit and safety of patients, physicians must select a method which they consider suitable, based on their experience. | Class IIa | 1298 | ARL-2019-MD-1490 | 2027-05-26T00:00:00Z | Active |  | 112892 | MDMAGHTF
Inner Sheath | ME0000001945SFDAA00432 | MDMA-1-2019-1299 | Arthrex, Inc | AR-3370-3003A AR-3370-4003A | AR-3370-3003A AR-3370-4003A | LOT | 34856 | Medical Device | Medical Device | An endoscopic device that is a component of a rigid endoscope | An endoscopic device that is a component of a rigid endoscope assembly shaped as a thin metal tube through which other endoscopic elements are introduced and assembled to create a complete operative endoscopic unit. This is a reusable device. | Class IIa | 1298 | ARL-2019-MD-1490 | 2027-05-26T00:00:00Z | Active |  | 20034 | MDMAGHTF
Sheath, HF | ME0000001945SFDAA00437 | MDMA-1-2019-1299 | Arthrex, Inc | AR-3372-0301 AR-3372-0302 AR-3372-4001 AR-3372-4002 | AR-3372-0301 AR-3372-0302 AR-3372-4001 AR-3372-4002 | LOT | 37086 | Medical Device | Medical Device | An endoscopic device that is a component of a rigid endoscope | used to visualize body cavities. Each endoscope was developed for diagnostic and surgical procedures in one of the following fields of application: • Arthroscope: arthroscopic procedures • Laparoscope: laparoscopic procedures • Endoscope: endoscopic procedures The intended use of the Arthrex endoscopic medical instruments are: • Arthroscopy sheaths for endoscopic diagnosis and treatment in arthroscopic interventions • Trocars – sharp - for use with compatible arthroscopy sheaths • Obturators – blunt and conical blunt - for use with compatible arthroscopy sheaths For the benefit and safety of patients, physicians must select a method which they consider suitable, based on their experience. | Class IIa | 1298 | ARL-2019-MD-1490 | 2027-05-26T00:00:00Z | Active |  | 20039 | MDMAGHTF
Sheath, HF, TAP/FEN | ME0000001945SFDAA00436 | MDMA-1-2019-1299 | Arthrex, Inc | AR-3373-0301 AR-3373-0302 AR-3373-4001 AR-3373-4002 AR-3373-5001 AR-3373-5002 AR-3373-4202 | AR-3373-0301 AR-3373-0302 AR-3373-4001 AR-3373-4002 AR-3373-5001 AR-3373-5002 AR-3373-4202 | LOT | 37086 | Medical Device | Medical Device | An endoscopic device that is a component of a rigid endoscope | An endoscopic device that is a component of a rigid endoscope assembly shaped as a thin metal tube through which other endoscopic elements are introduced and assembled to create a complete operative endoscopic unit. This is a reusable device. | Class IIa | 1298 | ARL-2019-MD-1490 | 2027-05-26T00:00:00Z | Active |  | 20038 | MDMAGHTF
Sheath, Fenestrated | ME0000001945SFDAA00435 | MDMA-1-2019-1299 | Arthrex, Inc | AR-3374-4001 AR-3374-4002 | AR-3374-4001 AR-3374-4002 | LOT | 37086 | Medical Device | Medical Device | An endoscopic device that is a component of a rigid endoscope assembly shaped as a thin metal tube | used to visualize body cavities. Each endoscope was developed for diagnostic and surgical procedures in one of the following fields of application: • Arthroscope: arthroscopic procedures • Laparoscope: laparoscopic procedures • Endoscope: endoscopic procedures The intended use of the Arthrex endoscopic medical instruments are: • Arthroscopy sheaths for endoscopic diagnosis and treatment in arthroscopic interventions • Trocars – sharp - for use with compatible arthroscopy sheaths • Obturators – blunt and conical blunt - for use with compatible arthroscopy sheaths For the benefit and safety of patients, physicians must select a method which they consider suitable, based on their experience. | Class IIa | 1298 | ARL-2019-MD-1490 | 2027-05-26T00:00:00Z | Active |  | 20037 | MDMAGHTF
Bridge system sealed 1 stopcock for 4.0 mm scope | ME0000001945SFDAA00441 | MDMA-1-2019-1299 | Arthrex, Inc | AR-3380-0401 | AR-3380-0401 | LOT | 34856 | Medical Device | Medical Device | An endoscope with a rigid inserted portion intended for the visual examination and treatment | used to visualize body cavities. Each endoscope was developed for diagnostic and surgical procedures in one of the following fields of application: • Arthroscope: arthroscopic procedures • Laparoscope: laparoscopic procedures • Endoscope: endoscopic procedures The intended use of the Arthrex endoscopic medical instruments are: • Arthroscopy sheaths for endoscopic diagnosis and treatment in arthroscopic interventions • Trocars – sharp - for use with compatible arthroscopy sheaths • Obturators – blunt and conical blunt - for use with compatible arthroscopy sheaths For the benefit and safety of patients, physicians must select a method which they consider suitable, based on their experience. | Class IIa | 1298 | ARL-2019-MD-1490 | 2027-05-26T00:00:00Z | Active |  | 20043 | MDMAGHTF
Sealed bridge for 4.0 mm scope 2 stopcock | ME0000001945SFDAA00445 | MDMA-1-2019-1299 | Arthrex, Inc | AR-3380-0402 | AR-3380-0402 | LOT | 34856 | Medical Device | Medical Device | An endoscope with a rigid inserted portion intended for the visual examination and treatment | used to visualize body cavities. Each endoscope was developed for diagnostic and surgical procedures in one of the following fields of application: • Arthroscope: arthroscopic procedures • Laparoscope: laparoscopic procedures • Endoscope: endoscopic procedures The intended use of the Arthrex endoscopic medical instruments are: • Arthroscopy sheaths for endoscopic diagnosis and treatment in arthroscopic interventions • Trocars – sharp - for use with compatible arthroscopy sheaths • Obturators – blunt and conical blunt - for use with compatible arthroscopy sheaths For the benefit and safety of patients, physicians must select a method which they consider suitable, based on their experience. | Class IIa | 1298 | ARL-2019-MD-1490 | 2027-05-26T00:00:00Z | Active |  | 20047 | MDMAGHTF
Bridge | ME0000001945SFDAA00833 | MDMA-1-2019-1299 | Arthrex, Inc | AR-3380-3001 AR-3380-3002 AR-3380-4001 AR-3380-4002 | AR-3380-3001 AR-3380-3002 AR-3380-4001 AR-3380-4002 | LOT | 34856 | Medical Device | Medical Device | An endoscope with a rigid inserted portion intended for the visual examination and treatment | used to visualize body cavities. Each endoscope was developed for diagnostic and surgical procedures in one of the following fields of application: • Arthroscope: arthroscopic procedures • Laparoscope: laparoscopic procedures • Endoscope: endoscopic procedures The intended use of the Arthrex endoscopic medical instruments are: • Arthroscopy sheaths for endoscopic diagnosis and treatment in arthroscopic interventions • Trocars – sharp - for use with compatible arthroscopy sheaths • Obturators – blunt and conical blunt - for use with compatible arthroscopy sheaths For the benefit and safety of patients, physicians must select a method which they consider suitable, based on their experience. | Class IIa | 1298 | ARL-2019-MD-1490 | 2027-05-26T00:00:00Z | Active |  | 116815 | MDMAGHTF
Bridge, XL | ME0000001945SFDAA00446 | MDMA-1-2019-1299 | Arthrex, Inc | AR-3380-4003H AR-3380-4004H | AR-3380-4003H AR-3380-4004H | LOT | 37090 | Medical Device | Medical Device | A connecting component of a flexible or rigid endoscope | used to visualize body cavities. Each endoscope was developed for diagnostic and surgical procedures in one of the following fields of application: • Arthroscope: arthroscopic procedures • Laparoscope: laparoscopic procedures • Endoscope: endoscopic procedures The intended use of the Arthrex endoscopic medical instruments are: • Arthroscopy sheaths for endoscopic diagnosis and treatment in arthroscopic interventions • Trocars – sharp - for use with compatible arthroscopy sheaths • Obturators – blunt and conical blunt - for use with compatible arthroscopy sheaths For the benefit and safety of patients, physicians must select a method which they consider suitable, based on their experience. | Class IIa | 1298 | ARL-2019-MD-1490 | 2027-05-26T00:00:00Z | Active |  | 20048 | MDMAGHTF
Cannula/Obturator, Flexible, 2.5 mm | ME0000001945SFDAA00443 | MDMA-1-2019-1299 | Arthrex, Inc | AR-3420.2.5 | AR-3420.2.5 | LOT | 60478 | Medical Device | Medical Device | A sterile, sharp, hollow tubular metal instrument designed for percutaneous insertion | a sterile, sharp, hollow tubular metal instrument designed for percutaneous insertion to provide access to any bone of the body for a bone biopsy needle or guidewire, or for a bone marrow aspiration technique, or for inserting therapeutic materials, including bone cements. It is typically inserted using a stylet under imaging [e.g., fluoroscopic, ultrasonic, computed tomography (CT)] control and has a proximal plastic handgrip to apply manual pressure and twist. This is a single-use device. | Class IIa | 1298 | ARL-2019-MD-1490 | 2027-05-26T00:00:00Z | Active |  | 20045 | MDMAGHTF
Metal Cannula | ME0000001945SFDAA00448 | MDMA-1-2019-1299 | Arthrex, Inc | AR-3420-3.0 AR-3420-4.5 AR-3420-4.75 AR-3420-5.0 AR-3420-5.5 AR-3420-6.5 | AR-3420-3.0 AR-3420-4.5 AR-3420-4.75 AR-3420-5.0 AR-3420-5.5 AR-3420-6.5 | LOT | 46696 | Medical Device | Medical Device | A device intended to be used during an endoscopic procedure | used to visualize body cavities. Each endoscope was developed for diagnostic and surgical procedures in one of the following fields of application: • Arthroscope: arthroscopic procedures • Laparoscope: laparoscopic procedures • Endoscope: endoscopic procedures The intended use of the Arthrex endoscopic medical instruments are: • Arthroscopy sheaths for endoscopic diagnosis and treatment in arthroscopic interventions • Trocars – sharp - for use with compatible arthroscopy sheaths • Obturators – blunt and conical blunt - for use with compatible arthroscopy sheaths For the benefit and safety of patients, physicians must select a method which they consider suitable, based on their experience. | Class IIa | 1298 | ARL-2019-MD-1490 | 2027-05-26T00:00:00Z | Active |  | 20050 | MDMAGHTF
Metal Cannula, Fenestrated | ME0000001945SFDAA00447 | MDMA-1-2019-1299 | Arthrex, Inc | AR-3425-3.0 AR-3425-4.5 AR-3425-4.75 AR-3425-5.0 AR-3425-5.5 AR-3425-6.5 | AR-3425-3.0 AR-3425-4.5 AR-3425-4.75 AR-3425-5.0 AR-3425-5.5 AR-3425-6.5 | LOT | 46696 | Medical Device | Medical Device | A device intended to be used during an endoscopic procedure | used to visualize body cavities. Each endoscope was developed for diagnostic and surgical procedures in one of the following fields of application: • Arthroscope: arthroscopic procedures • Laparoscope: laparoscopic procedures • Endoscope: endoscopic procedures The intended use of the Arthrex endoscopic medical instruments are: • Arthroscopy sheaths for endoscopic diagnosis and treatment in arthroscopic interventions • Trocars – sharp - for use with compatible arthroscopy sheaths • Obturators – blunt and conical blunt - for use with compatible arthroscopy sheaths For the benefit and safety of patients, physicians must select a method which they consider suitable, based on their experience. | Class IIa | 1298 | ARL-2019-MD-1490 | 2027-05-26T00:00:00Z | Active |  | 20049 | MDMAGHTF
Cannula, Flexible Inflow | ME0000001945SFDAA00444 | MDMA-1-2019-1299 | Arthrex, Inc | AR-6525 | AR-6525 | LOT | 60478 | Medical Device | Medical Device | A sterile, sharp, hollow tubular metal instrument designed for percutaneous insertion | A sterile, sharp, hollow tubular metal instrument designed for percutaneous insertion to provide access to any bone of the body for a bone biopsy needle or guidewire, or for a bone marrow aspiration technique, or for inserting therapeutic materials, including bone cements. It is typically inserted using a stylet under imaging [e.g., fluoroscopic, ultrasonic, computed tomography (CT)] control and has a proximal plastic handgrip to apply manual pressure and twist. This is a single-use device | Class IIa | 1298 | ARL-2019-MD-1490 | 2027-05-26T00:00:00Z | Active |  | 20046 | MDMAGHTF
Centerline Carpal Tunnel Scope | ME0000001945SFDAA00429 | MDMA-1-2019-1299 | Arthrex, Inc | AR-3350-2930 | AR-3350-2930 | Serial Number | 34856 | Medical Device | Medical Device | An endoscope with a rigid inserted portion intended for the visual examination and treatment. | used to visualize body cavities. Each endoscope was developed for diagnostic and surgical procedures in one of the following fields of application: • Arthroscope: arthroscopic procedures • Laparoscope: laparoscopic procedures • Endoscope: endoscopic procedures The intended use of the Arthrex endoscopic medical instruments are: • Arthroscopy sheaths for endoscopic diagnosis and treatment in arthroscopic interventions • Trocars – sharp - for use with compatible arthroscopy sheaths • Obturators – blunt and conical blunt - for use with compatible arthroscopy sheaths For the benefit and safety of patients, physicians must select a method which they consider suitable, based on their experience. | Class IIa | 1298 | ARL-2019-MD-1490 | 2027-05-26T00:00:00Z | Active |  | 20031 | MDMAGHTF
Suture Anchor, Nano Corkscrew® FT | ME0000001945SFDAA00452 | MDMA-1-2019-1301 | Arthrex, Inc | AR-1317FT | AR-1317FT | LOT Number |  | Medical Device | Medical Device | Tendons and Ligaments Fixation Device | The Arthrex Corkscrew, PushLock, and SwiveLock suture anchors are intended to be used for suture (soft tissue) fixation to bone in the foot, ankle, knee, hand, wrist, elbow, shoulder, and hip (devices with FiberWire® only): Acetabular labral repair (except DX SwiveLock SL, 2.4 mm and 2.5 mm PushLock, Nano, Micro and Mini Corkscrew FT, and 2.5 mm Nano SwiveLock suture anchors). The Arthrex PushLock Tenodesis anchor is intended to provide soft tissue reattachment (i.e. fixation of ligament and tendon graft tissue) in surgeries of the shoulder, elbow, knee, foot/ ankle, and hand/wrist. | Class IIb | 1298 | ARL-2019-MD-1490 | 2027-05-23T00:00:00Z | Active |  | 20054 | MDMAGHTF
Suture Anchor, Micro Corkscrew® FT | ME0000001945SFDAA00449 | MDMA-1-2019-1301 | Arthrex, Inc | AR-1318FT AR-1318FT-40 | AR-1318FT AR-1318FT-40 | LOT Number |  | Medical Device | Medical Device | Tendons and Ligaments Fixation Device | The Arthrex Corkscrew, PushLock, and SwiveLock suture anchors are intended to be used for suture (soft tissue) fixation to bone in the foot, ankle, knee, hand, wrist, elbow, shoulder, and hip (devices with FiberWire® only): Acetabular labral repair (except DX SwiveLock SL, 2.4 mm and 2.5 mm PushLock, Nano, Micro and Mini Corkscrew FT, and 2.5 mm Nano SwiveLock suture anchors). The Arthrex PushLock Tenodesis anchor is intended to provide soft tissue reattachment (i.e. fixation of ligament and tendon graft tissue) in surgeries of the shoulder, elbow, knee, foot/ ankle, and hand/wrist. | Class IIb | 1298 | ARL-2019-MD-1490 | 2027-05-23T00:00:00Z | Active |  | 20051 | MDMAGHTF
Suture Anchor, Mini Corkscrew® FT | ME0000001945SFDAA00450 | MDMA-1-2019-1301 | Arthrex, Inc | AR-1319FT | AR-1319FT | LOT Number |  | Medical Device | Medical Device | Tendons and Ligaments Fixation Device | The Arthrex Corkscrew, PushLock, and SwiveLock suture anchors are intended to be used for suture (soft tissue) fixation to bone in the foot, ankle, knee, hand, wrist, elbow, shoulder, and hip (devices with FiberWire® only): Acetabular labral repair (except DX SwiveLock SL, 2.4 mm and 2.5 mm PushLock, Nano, Micro and Mini Corkscrew FT, and 2.5 mm Nano SwiveLock suture anchors). The Arthrex PushLock Tenodesis anchor is intended to provide soft tissue reattachment (i.e. fixation of ligament and tendon graft tissue) in surgeries of the shoulder, elbow, knee, foot/ ankle, and hand/wrist. | Class IIb | 1298 | ARL-2019-MD-1490 | 2027-05-23T00:00:00Z | Active |  | 20052 | MDMAGHTF
TightRope® ABS | ME0000001945SFDAA00451 | MDMA-1-2019-1301 | Arthrex, Inc | AR-1588TB-3 AR-1588TB-4 AR-1588TB-5 | AR-1588TB-3 AR-1588TB-4 AR-1588TB-5 | LOT Number |  | Medical Device | Medical Device | Tendons and Ligaments Fixation Device | The TightRope devices are intended as adjuncts in fracture repair involv¬ing metaphyseal and periarticular small bone fragments where screws are not indicated, and as adjuncts in external and intramedullary fixation systems involving plates and rods, with fracture braces and casting. | Class IIb | 1298 | ARL-2019-MD-1490 | 2027-05-23T00:00:00Z | Active |  | 20053 | MDMAGHTF
Suture Anchor, Corkscrew® FT | ME0000001945SFDAA00783 | MDMA-1-2019-1301 | Arthrex, Inc | AR-1915FT AR-1915FT-1 AR-1915FT-2 | AR-1915FT AR-1915FT-1 AR-1915FT-2 | LOT Number |  | Medical Device | Medical Device | Tendons and Ligaments Fixation Device | The Arthrex Corkscrew, PushLock, and SwiveLock suture anchors are intended to be used for suture (soft tissue) fixation to bone in the foot, ankle, knee, hand, wrist, elbow, shoulder, and hip (devices with FiberWire® only): Acetabular labral repair (except DX SwiveLock SL, 2.4 mm and 2.5 mm PushLock, Nano, Micro and Mini Corkscrew FT, and 2.5 mm Nano SwiveLock suture anchors). The Arthrex PushLock Tenodesis anchor is intended to provide soft tissue reattachment (i.e. fixation of ligament and tendon graft tissue) in surgeries of the shoulder, elbow, knee, foot/ ankle, and hand/wrist. | Class IIb | 1298 | ARL-2019-MD-1490 | 2027-05-23T00:00:00Z | Active |  | 112893 | MDMAGHTF
Suture Anchor, PEEK Mini PushLock® | ME0000001945SFDAA00455 | MDMA-1-2019-1301 | Arthrex, Inc | AR-8825P AR-8825P-1 | AR-8825P AR-8825P-1 | LOT Number |  | Medical Device | Medical Device | Tendons and Ligaments Fixation Device | The Arthrex Corkscrew, PushLock, and SwiveLock suture anchors are intended to be used for suture (soft tissue) fixation to bone in the foot, ankle, knee, hand, wrist, elbow, shoulder, and hip (devices with FiberWire® only): Acetabular labral repair (except DX SwiveLock SL, 2.4 mm and 2.5 mm PushLock, Nano, Micro and Mini Corkscrew FT, and 2.5 mm Nano SwiveLock suture anchors). The Arthrex PushLock Tenodesis anchor is intended to provide soft tissue reattachment (i.e. fixation of ligament and tendon graft tissue) in surgeries of the shoulder, elbow, knee, foot/ ankle, and hand/wrist. | Class IIb | 1298 | ARL-2019-MD-1490 | 2027-05-23T00:00:00Z | Active |  | 20057 | MDMAGHTF
Implant System, Mini TightRope® | ME0000001945SFDAA00456 | MDMA-1-2019-1301 | Arthrex, Inc | AR-8914DS | AR-8914DS | LOT Number |  | Medical Device | Medical Device | Tendons and Ligaments Fixation Device | The TightRope devices are intended as adjuncts in fracture repair involv¬ing metaphyseal and periarticular small bone fragments where screws are not indicated, and as adjuncts in external and intramedullary fixation systems involving plates and rods, with fracture braces and casting. | Class IIb | 1298 | ARL-2019-MD-1490 | 2027-05-23T00:00:00Z | Active |  | 20058 | MDMAGHTF
Knotless TightRope® | ME0000001945SFDAA00461 | MDMA-1-2019-1301 | Arthrex, Inc | AR-8924SS AR-8924T AR-8926SS AR-8926T AR-8906DS AR-8907DS AR-8908DS | AR-8924SS AR-8924T AR-8926SS AR-8926T AR-8906DS AR-8907DS AR-8908DS | LOT Number |  | Medical Device | Medical Device | Tendons and Ligaments Fixation Device | The TightRope devices are intended as adjuncts in fracture repair involv¬ing metaphyseal and periarticular small bone fragments where screws are not indicated, and as adjuncts in external and intramedullary fixation systems involving plates and rods, with fracture braces and casting. | Class IIb | 1298 | ARL-2019-MD-1490 | 2027-05-23T00:00:00Z | Active |  | 20063 | MDMAGHTF
PEEK Achilles SpeedBridge™ | ME0000001945SFDAA00463 | MDMA-1-2019-1301 | Arthrex, Inc | AR-8928P-CP | AR-8928P-CP | LOT Number |  | Medical Device | Medical Device | Tendons and Ligaments Fixation Device | The Arthrex Corkscrew, PushLock, and SwiveLock suture anchors are intended to be used for suture (soft tissue) fixation to bone in the foot, ankle, knee, hand, wrist, elbow, shoulder, and hip (devices with FiberWire® only): Acetabular labral repair (except DX SwiveLock SL, 2.4 mm and 2.5 mm PushLock, Nano, Micro and Mini Corkscrew FT, and 2.5 mm Nano SwiveLock suture anchors). The Arthrex PushLock Tenodesis anchor is intended to provide soft tissue reattachment (i.e. fixation of ligament and tendon graft tissue) in surgeries of the shoulder, elbow, knee, foot/ ankle, and hand/wrist. | Class IIb | 1298 | ARL-2019-MD-1490 | 2027-05-23T00:00:00Z | Active |  | 20065 | MDMAGHTF
Hand/Wrist InternalBrace™ Ligament Augmentation Repair | ME0000001945SFDAA00457 | MDMA-1-2019-1301 | Arthrex, Inc | AR-8978-CP | AR-8978-CP | LOT Number |  | Medical Device | Medical Device | Tendons and Ligaments Fixation Device | The Arthrex Corkscrew, PushLock, and SwiveLock suture anchors are intended to be used for suture (soft tissue) fixation to bone in the foot, ankle, knee, hand, wrist, elbow, shoulder, and hip (devices with FiberWire® only): Acetabular labral repair (except DX SwiveLock SL, 2.4 mm and 2.5 mm PushLock, Nano, Micro and Mini Corkscrew FT, and 2.5 mm Nano SwiveLock suture anchors). The Arthrex PushLock Tenodesis anchor is intended to provide soft tissue reattachment (i.e. fixation of ligament and tendon graft tissue) in surgeries of the shoulder, elbow, knee, foot/ ankle, and hand/wrist. | Class IIb | 1298 | ARL-2019-MD-1490 | 2027-05-23T00:00:00Z | Active |  | 20059 | MDMAGHTF
DX Swivelock® SL | ME0000001945SFDAA00459 | MDMA-1-2019-1301 | Arthrex, Inc | AR-8978P AR-8980P-1 | AR-8978P AR-8980P-1 | LOT Number |  | Medical Device | Medical Device | Tendons and Ligaments Fixation Device | The Arthrex Corkscrew, PushLock, and SwiveLock suture anchors are intended to be used for suture (soft tissue) fixation to bone in the foot, ankle, knee, hand, wrist, elbow, shoulder, and hip (devices with FiberWire® only): Acetabular labral repair (except DX SwiveLock SL, 2.4 mm and 2.5 mm PushLock, Nano, Micro and Mini Corkscrew FT, and 2.5 mm Nano SwiveLock suture anchors). The Arthrex PushLock Tenodesis anchor is intended to provide soft tissue reattachment (i.e. fixation of ligament and tendon graft tissue) in surgeries of the shoulder, elbow, knee, foot/ ankle, and hand/wrist. | Class IIb | 1298 | ARL-2019-MD-1490 | 2027-05-23T00:00:00Z | Active |  | 20061 | MDMAGHTF
DX Swivelock™ | ME0000001945SFDAA00458 | MDMA-1-2019-1301 | Arthrex, Inc | AR-8979P | AR-8979P | LOT Number |  | Medical Device | Medical Device | Tendons and Ligaments Fixation Device | The Arthrex Corkscrew, PushLock, and SwiveLock suture anchors are intended to be used for suture (soft tissue) fixation to bone in the foot, ankle, knee, hand, wrist, elbow, shoulder, and hip (devices with FiberWire® only): Acetabular labral repair (except DX SwiveLock SL, 2.4 mm and 2.5 mm PushLock, Nano, Micro and Mini Corkscrew FT, and 2.5 mm Nano SwiveLock suture anchors). The Arthrex PushLock Tenodesis anchor is intended to provide soft tissue reattachment (i.e. fixation of ligament and tendon graft tissue) in surgeries of the shoulder, elbow, knee, foot/ ankle, and hand/wrist. | Class IIb | 1298 | ARL-2019-MD-1490 | 2027-05-23T00:00:00Z | Active |  | 20060 | MDMAGHTF
FiberTak™ DX Suture Anchor | ME0000001945SFDAA00462 | MDMA-1-2019-1301 | Arthrex, Inc | AR-8990 AR-8991 AR-8991-1 | AR-8990 AR-8991 AR-8991-1 | LOT Number |  | Medical Device | Medical Device | Tendons and Ligaments Fixation Device | The Bio-FASTak, FASTak, SutureTak and FiberTak Suture Anchors are intended to be used for suture or tissue fixation in the foot, ankle, knee, hand, wrist, elbow, shoulder, and hip (devices with FiberWire® or #2 polyblend Suture). | Class IIb | 1298 | ARL-2019-MD-1490 | 2027-05-23T00:00:00Z | Active | tradeName: DX FiberTak®, Drill Guide (Reusable) description: Fixation device gmdn: . tradeName: DX FiberTak®, Guide Wire description: Fixation device gmdn: . | 20064 | MDMAGHTF
Headless Compression Screw, cannulated | ME0000001945SFDAA00477 | MDMA-1-2019-1303 | Arthrex, Inc | AR-8625-08 AR-8625-10 AR-8625-12 AR-8625-14 AR-8625-16 AR-8625-18 AR-8625-20 AR-8625-22 AR-8625-24 AR-8625-26 AR-8625-28 AR-8625-30 AR-8625-32 AR-8625-34 AR-8630-10 AR-8630-12 AR-8630 -14 AR-8630-16 AR-8630-18 AR-8630-20 AR-8630 -22 AR-8630-24 AR-8630-26 AR-8630-28 AR-8630-30 AR-8630-32 AR-8630 -34 AR-8630-36 AR-8643 -14 AR-8643-16 AR-8643-18 AR-8643-20 AR-8643 - 22 AR-8643-24 AR-8643- 26 AR-8643-28 AR-8643-30 AR-8643-32 AR-8643-34 AR-8643-36 AR-8643-38 AR-8643-40 AR-8643-42 AR-8643-44 AR-8643-46 AR-8643-48 AR-8643-50 AR-8643-55 AR-8643-60 AR-8643-65 AR-8643-70 AR-8643 -75 AR-8643-80 | AR-8625-08 AR-8625-10 AR-8625-12 AR-8625-14 AR-8625-16 AR-8625-18 AR-8625-20 AR-8625-22 AR-8625-24 AR-8625-26 AR-8625-28 AR-8625-30 AR-8625-32 AR-8625-34 AR-8630-10 AR-8630-12 AR-8630 -14 AR-8630-16 AR-8630-18 AR-8630-20 AR-8630 -22 AR-8630-24 AR-8630-26 AR-8630-28 AR-8630-30 AR-8630-32 AR-8630 -34 AR-8630-36 AR-8643 -14 AR-8643-16 AR-8643-18 AR-8643-20 AR-8643 - 22 AR-8643-24 AR-8643- 26 AR-8643-28 AR-8643-30 AR-8643-32 AR-8643-34 AR-8643-36 AR-8643-38 AR-8643-40 AR-8643-42 AR-8643-44 AR-8643-46 AR-8643-48 AR-8643-50 AR-8643-55 AR-8643-60 AR-8643-65 AR-8643-70 AR-8643 -75 AR-8643-80 | LOT Number |  | Medical Device | Medical Device | Orthopedic Fixation Instrument | Intended for fixation of small bone fragments, such as apical fragments, osteochondral fragments and cancellous fragments. | Class IIb | 1298 | ARL-2019-MD-1490 | 2027-05-23T00:00:00Z | Active |  | 20079 | MDMAGHTF
Knotless Distal Clavicle Plate Button TightRope® | ME0000001945SFDAA00464 | MDMA-1-2019-1302 | Arthrex, Inc | AR-2658TR | AR-2658TR | LOT Number |  | Medical Device | Medical Device | Internal Orthopedic Fixation System | The Suture Button and RetroButton are used for fixation of bone to bone or soft tissue to bone, and are intended as fixation posts, a distribution bridge, or for distributing suture tension over areas of ligament or tendon repair. | Class IIb | 1298 | ARL-2019-MD-1490 | 2027-05-26T00:00:00Z | Active | tradeName: Instrument Case,Minimally Invasive Bunion Correction System description: Orthopaedic implant inserter/extractor gmdn: . tradeName: Screw Caddy, Minimally Invasive Bunion Correction System description: Sterilization container gmdn: . tradeName: MIS Bunion Guide description: Surgical drill guide gmdn: . tradeName: GuideWire Positioning Sleeve, MIS Bunion Guide description: Surgical drill guide gmdn: . tradeName: GuideWire Positioning Knob, MIS Bunion Guide description: Surgical drill guide gmdn: . tradeName: Capital Fragment Shifter Small description: Surgical drill guide gmdn: . tradeName: Capital Fragment Shifter ,Large,Soft-Bone description: Surgical drill guide gmdn: . tradeName: Intramedullary Hook,Capital Fragment Shifter description: Surgical drill guide gmdn: . tradeName: Elevator, Sayre, 9 mm x 6.5" Long description: Soft tissue retractor. gmdn: . tradeName: Capital Fragment Guidewire ,MIS Bunion Guide,1.6 mm description: Surgical drill guide gmdn: . | 20066 | MDMAGHTF
Low Profile VA Locking Screw | ME0000001945SFDAA00468 | MDMA-1-2019-1302 | Arthrex, Inc | AR-8724V-08 AR-8724V-10 AR-8724V-12 AR-8724V-14 AR-8724V-16 AR-8724V-18 AR-8724V-20 AR-8724V-22 AR-8724V-24 AR-8724V-26 AR-8724V-28 AR-8724V-30 AR-8724V-32 AR-8724V-34 AR-8724V-36 AR-8724V-38 AR-8724V-40 AR-8933V-10 AR-8933V-12 AR-8933V-14 AR-8933V-16 AR-8933V-18 AR-8933V-20 AR-8933V-22 AR-8933V-24 AR-8933V-26 AR-8933V-28 AR-8933V-30 AR-8933V-32 AR-8933V-34 AR-8933V-36 AR-8933V-38 AR-8933V-40 | AR-8724V-08 AR-8724V-10 AR-8724V-12 AR-8724V-14 AR-8724V-16 AR-8724V-18 AR-8724V-20 AR-8724V-22 AR-8724V-24 AR-8724V-26 AR-8724V-28 AR-8724V-30 AR-8724V-32 AR-8724V-34 AR-8724V-36 AR-8724V-38 AR-8724V-40 AR-8933V-10 AR-8933V-12 AR-8933V-14 AR-8933V-16 AR-8933V-18 AR-8933V-20 AR-8933V-22 AR-8933V-24 AR-8933V-26 AR-8933V-28 AR-8933V-30 AR-8933V-32 AR-8933V-34 AR-8933V-36 AR-8933V-38 AR-8933V-40 | LOT Number |  | Medical Device | Medical Device | Internal Orthopedic Fixation System | Intended to be used as stand-alone bone screws, or in a plate-screw system for internal bone fixation for bone fractures, fusions, osteotomies and non-unions in the ankle, foot, hand, and wrist. When used with a plate, the screw may be used with the Arthrex Low Profile, Small Fragment Plates, Distal Extremity Plates, Mesh Plates and Distal Radius Plates. | Class IIb | 1298 | ARL-2019-MD-1490 | 2027-05-26T00:00:00Z | Active |  | 20070 | MDMAGHTF
Compression FT Screw | ME0000001945SFDAA00784 | MDMA-1-2019-1302 | Arthrex, Inc | AR-8725-08H AR-8725-09H AR-8725-10H AR-8725-11H AR-8725-12H AR-8725-13H AR-8725-14H AR-8725-16H AR-8725-18H AR-8725-20H AR-8725-22H AR-8725-24H AR-8725-26H AR-8725-28H AR-8725-30H AR-8730-12H AR-8730-14H AR-8730-16H AR-8730-18H AR-8730-20H AR-8730-22H AR-8730-24H AR-8730-26H AR-8730-28H AR-8730-30H AR-8730-32H AR-8730-34H AR-8740-16H AR-8740-18H AR-8740-20H AR-8740-22H AR-8740-24H AR-8740-26H AR-8740-28H AR-8740-30H AR-8740-32H AR-8740-34H AR-8740-36H AR-8740-38H AR-8740-40H AR-8740-42H AR-8740-44H AR-8740-46H AR-8740-48H AR-8740-50H AR-8750-20H AR-8750-22H AR-8750-24H AR-8750-26H AR-8750-28H AR-8750-30H AR-8750-32H AR-8750-34H AR-8750-36H AR-8750-38H AR-8750-40H AR-8750-42H AR-8750-44H AR-8750-46H AR-8750-48H AR-8750-50H AR-8750-55H AR-8750-60H AR-8750-65H AR-8750-70H AR-8750-75H AR-8750-80H AR-8750-85H AR-8750-90H AR-8770-100H AR-8770-105H AR-8770-110H AR-8770-115H AR-8770-120H AR-8770-35H AR-8770-40H AR-8770-45H AR-8770-50H AR-8770-55H AR-8770-60H AR-8770-65H AR-8770-70H AR-8770-75H AR-8770-80H AR-8770-85H AR-8770-90H AR-8770-95H | AR-8725-08H AR-8725-09H AR-8725-10H AR-8725-11H AR-8725-12H AR-8725-13H AR-8725-14H AR-8725-16H AR-8725-18H AR-8725-20H AR-8725-22H AR-8725-24H AR-8725-26H AR-8725-28H AR-8725-30H AR-8730-12H AR-8730-14H AR-8730-16H AR-8730-18H AR-8730-20H AR-8730-22H AR-8730-24H AR-8730-26H AR-8730-28H AR-8730-30H AR-8730-32H AR-8730-34H AR-8740-16H AR-8740-18H AR-8740-20H AR-8740-22H AR-8740-24H AR-8740-26H AR-8740-28H AR-8740-30H AR-8740-32H AR-8740-34H AR-8740-36H AR-8740-38H AR-8740-40H AR-8740-42H AR-8740-44H AR-8740-46H AR-8740-48H AR-8740-50H AR-8750-20H AR-8750-22H AR-8750-24H AR-8750-26H AR-8750-28H AR-8750-30H AR-8750-32H AR-8750-34H AR-8750-36H AR-8750-38H AR-8750-40H AR-8750-42H AR-8750-44H AR-8750-46H AR-8750-48H AR-8750-50H AR-8750-55H AR-8750-60H AR-8750-65H AR-8750-70H AR-8750-75H AR-8750-80H AR-8750-85H AR-8750-90H AR-8770-100H AR-8770-105H AR-8770-110H AR-8770-115H AR-8770-120H AR-8770-35H AR-8770-40H AR-8770-45H AR-8770-50H AR-8770-55H AR-8770-60H AR-8770-65H AR-8770-70H AR-8770-75H AR-8770-80H AR-8770-85H AR-8770-90H AR-8770-95H | LOT Number |  | Medical Device | Medical Device | Internal Orthopedic Fixation System | The Arthrex Compression Screw is intended for fixation of small bone fragments, such as apical fragments, osteochondral fragments and cancellous fragments. | Class IIb | 1298 | ARL-2019-MD-1490 | 2027-05-26T00:00:00Z | Active |  | 112894 | MDMAGHTF
Cancellous Screw, Fully Threaded | ME0000001945SFDAA00467 | MDMA-1-2019-1302 | Arthrex, Inc | AR-8830-10 AR-8830-12 AR-8830-14 AR-8830-16 AR-8830-18 AR-8830-20 AR-8830-22 AR-8830-24 AR-8830-26 AR-8830-28 AR-8830-30 | AR-8830-10 AR-8830-12 AR-8830-14 AR-8830-16 AR-8830-18 AR-8830-20 AR-8830-22 AR-8830-24 AR-8830-26 AR-8830-28 AR-8830-30 | LOT Number |  | Medical Device | Medical Device | Internal Orthopedic Fixation System | Intended to be used as stand-alone bone screws, or in a plate-screw system for internal bone fixation for bone fractures, fusions, osteotomies and non-unions in the ankle, foot, hand, and wrist. When used with a plate, the screw may be used with the Arthrex Low Profile, Small Fragment Plates, Distal Extremity Plates, Mesh Plates and Distal Radius Plates. | Class IIb | 1298 | ARL-2019-MD-1490 | 2027-05-26T00:00:00Z | Active |  | 20069 | MDMAGHTF
Volar Distal Radius Plate | ME0000001945SFDAA00466 | MDMA-1-2019-1302 | Arthrex, Inc | AR-8916VNL-03 AR-8916VNL-05 AR-8916VNR-03 AR-8916VNR-05 AR-8916VSL-03 AR-8916VSL-05 AR-8916VSR-03 AR-8916VSR-05 AR-8916VWL-03 AR-8916VWL-05 AR-8916VWR-03 AR-8916VWR-05 | AR-8916VNL-03 AR-8916VNL-05 AR-8916VNR-03 AR-8916VNR-05 AR-8916VSL-03 AR-8916VSL-05 AR-8916VSR-03 AR-8916VSR-05 AR-8916VWL-03 AR-8916VWL-05 AR-8916VWR-03 AR-8916VWR-05 | LOT Number |  | Medical Device | Medical Device | Internal Orthopedic Fixation System | Intended to be used for internal bone fixation for bone fractures, fusions, osteotomies and non-unions in the ankle, foot, hand, wrist, clavicle, scapula, olecranon, humerus, radius, ulna, tibia, calcaneous and fibula. The Arthrex Fracture Plates are to be used with the Arthrex Low Profile Screws. | Class IIb | 1298 | ARL-2019-MD-1490 | 2027-05-26T00:00:00Z | Active |  | 20068 | MDMAGHTF
Locking Straight Plate | ME0000001945SFDAA00476 | MDMA-1-2019-1302 | Arthrex, Inc | AR-8943C-04 AR-8943C-06 AR-8943C-07 AR-8943C-08 AR-8943C-10 AR-8943C-12 | AR-8943C-04 AR-8943C-06 AR-8943C-07 AR-8943C-08 AR-8943C-10 AR-8943C-12 | LOT Number |  | Medical Device | Medical Device | Internal Orthopedic Fixation System | Intended to be used for internal bone fixation for bone fractures, fusions, osteotomies and non-unions in the ankle, foot, hand, wrist, clavicle, scapula, olecranon, humerus, radius, ulna, tibia, calcaneous and fibula. The Arthrex Fracture Plates are to be used with the Arthrex Low Profile Screws. | Class IIb | 1298 | ARL-2019-MD-1490 | 2027-05-26T00:00:00Z | Active |  | 20078 | MDMAGHTF
Locking Medial Hook Plate | ME0000001945SFDAA00474 | MDMA-1-2019-1302 | Arthrex, Inc | AR-8943H-03 AR-8943H-05 AR-8943H-07 | AR-8943H-03 AR-8943H-05 AR-8943H-07 | LOT Number |  | Medical Device | Medical Device | Internal Orthopedic Fixation System | Intended to be used for internal bone fixation for bone fractures, fusions, osteotomies and non-unions in the ankle, foot, hand, wrist, clavicle, scapula, olecranon, humerus, radius, ulna, tibia, calcaneous and fibula. The Arthrex Fracture Plates are to be used with the Arthrex Low Profile Screws. | Class IIb | 1298 | ARL-2019-MD-1490 | 2027-05-26T00:00:00Z | Active |  | 20076 | MDMAGHTF
Locking Third Tubular Plate | ME0000001945SFDAA00473 | MDMA-1-2019-1302 | Arthrex, Inc | AR-8943T-04 AR-8943T-05 AR-8943T-06 AR-8943T-07 AR-8943T-08 AR-8943T-10 AR-8943T-12 | AR-8943T-04 AR-8943T-05 AR-8943T-06 AR-8943T-07 AR-8943T-08 AR-8943T-10 AR-8943T-12 | LOT Number |  | Medical Device | Medical Device | Internal Orthopedic Fixation System | Intended to be used for internal bone fixation for bone fractures, fusions, osteotomies and non-unions in the ankle, foot, hand, wrist, clavicle, scapula, olecranon, humerus, radius, ulna, tibia, calcaneous and fibula. The Arthrex Fracture Plates are to be used with the Arthrex Low Profile Screws. | Class IIb | 1298 | ARL-2019-MD-1490 | 2027-05-26T00:00:00Z | Active |  | 20075 | MDMAGHTF
Locking Lateral Hook Plate | ME0000001945SFDAA00475 | MDMA-1-2019-1302 | Arthrex, Inc | AR-8943TH-03 AR-8943TH-05 AR-8943TH-07 | AR-8943TH-03 AR-8943TH-05 AR-8943TH-07 | LOT Number |  | Medical Device | Medical Device | Internal Orthopedic Fixation System | Intended to be used for internal bone fixation for bone fractures, fusions, osteotomies and non-unions in the ankle, foot, hand, wrist, clavicle, scapula, olecranon, humerus, radius, ulna, tibia, calcaneous and fibula. The Arthrex Fracture Plates are to be used with the Arthrex Low Profile Screws. | Class IIb | 1298 | ARL-2019-MD-1490 | 2027-05-26T00:00:00Z | Active |  | 20077 | MDMAGHTF
MTP Plate | ME0000001945SFDAA00797 | MDMA-1-2019-1302 | Arthrex, Inc | AR-8944-10S AR-8944C-10S | AR-8944-10S AR-8944C-10S | LOT Number |  | Medical Device | Medical Device | Internal Orthopedic Fixation System | Intended to be used for internal bone fixation for bone fractures, fusions, osteotomies and non-unions in the ankle, foot, hand, wrist, clavicle, scapula, olecranon, humerus, radius, ulna, tibia, calcaneous and fibula. The Arthrex Fracture Plates are to be used with the Arthrex Low Profile Screws. | Class IIb | 1298 | ARL-2019-MD-1490 | 2027-05-26T00:00:00Z | Active |  | 112907 | MDMAGHTF
Calcaneus Step Plate | ME0000001945SFDAA00799 | MDMA-1-2019-1302 | Arthrex, Inc | AR-8949-050 AR-8949-075 AR-8949-100 | AR-8949-050 AR-8949-075 AR-8949-100 | LOT Number |  | Medical Device | Medical Device | Internal Orthopedic Fixation System | Intended to be used for internal bone fixation for bone fractures, fusions, osteotomies and non-unions in the ankle, foot, hand, wrist, clavicle, scapula, olecranon, humerus, radius, ulna, tibia, calcaneous and fibula. The Arthrex Fracture Plates are to be used with the Arthrex Low Profile Screws. | Class IIb | 1298 | ARL-2019-MD-1490 | 2027-05-26T00:00:00Z | Active |  | 112909 | MDMAGHTF
Calcaneal Fracture Plate | ME0000001945SFDAA00470 | MDMA-1-2019-1302 | Arthrex, Inc | AR-8954ML-L AR-8954ML-S AR-8954MR-L AR-8954MR-S AR-8954PL-L AR-8954PL-M AR-8954PL-S AR-8954PL-XS AR-8954PR-L AR-8954PR-M AR-8954PR-S AR-8954PR-XS AR-8954YL-L AR-8954YL-S AR-8954YR-L AR-8954YR-S | AR-8954ML-L AR-8954ML-S AR-8954MR-L AR-8954MR-S AR-8954PL-L AR-8954PL-M AR-8954PL-S AR-8954PL-XS AR-8954PR-L AR-8954PR-M AR-8954PR-S AR-8954PR-XS AR-8954YL-L AR-8954YL-S AR-8954YR-L AR-8954YR-S | LOT Number |  | Medical Device | Medical Device | Internal Orthopedic Fixation System | Intended to be used for internal bone fixation for bone fractures, fusions, osteotomies and non-unions in the ankle, foot, hand, wrist, clavicle, scapula, olecranon, humerus, radius, ulna, tibia, calcaneous and fibula. The Arthrex Fracture Plates are to be used with the Arthrex Low Profile Screws. | Class IIb | 1298 | ARL-2019-MD-1490 | 2027-05-26T00:00:00Z | Active |  | 20072 | MDMAGHTF
Low Profile T-Plate | ME0000001945SFDAA00472 | MDMA-1-2019-1302 | Arthrex, Inc | AR-8954MT AR-8952MT-03 AR-8952MT-04 AR-8952MT-05 AR-8952MT-06 AR-8952MT-07 AR-8952MT-08 AR-8952MT-09 AR-8952TT-03 AR-8952TT-04 AR-8952TT-02 | AR-8954MT AR-8952MT-03 AR-8952MT-04 AR-8952MT-05 AR-8952MT-06 AR-8952MT-07 AR-8952MT-08 AR-8952MT-09 AR-8952TT-03 AR-8952TT-04 AR-8952TT-02 | LOT Number |  | Medical Device | Medical Device | Internal Orthopedic Fixation System | Intended to be used for internal bone fixation for bone fractures, fusions, osteotomies and non-unions in the ankle, foot, hand, wrist, clavicle, scapula, olecranon, humerus, radius, ulna, tibia, calcaneous and fibula. The Arthrex Fracture Plates are to be used with the Arthrex Low Profile Screws. | Class IIb | 1298 | ARL-2019-MD-1490 | 2027-05-26T00:00:00Z | Active |  | 20074 | MDMAGHTF
camera controller, arthrex synergyUHD4, matrix | ME0000001945SFDAA00487 | MDMA-1-2019-1304 | Arthrex, Inc | AR-3200-0020 | AR-3200-0020 | LOT & SN |  | Medical Device | Medical Device | Endoscopic Visualization and Image Management Device | An electro-optical device (e.g., a CCD) designed to be attached, either directly or with an adaptor, to a flexible or rigid endoscope to allow real-time viewing of the internal anatomy during an endoscopic surgical procedure and to obtain moving-picture documentation of endoscopic findings and procedures. The device is designed for transducing visual images as a sequence of electronic data following a pre-established standard; the images are usually displayed sequentially on the screen of a monitor as a video image. The device may include audio recording capabilities. | Class IIa | 1298 | ARL-2019-MD-1490 | 2027-05-23T00:00:00Z | Active |  | 20089 | MDMAGHTF
camera controller, arthrex synergyUHD4 | ME0000001945SFDAA00488 | MDMA-1-2019-1304 | Arthrex, Inc | AR-3200-0021 | AR-3200-0021 | LOT & SN |  | Medical Device | Medical Device | Endoscopic Visualization and Image Management Device | An electro-optical device (e.g., a CCD) designed to be attached, either directly or with an adaptor, to a flexible or rigid endoscope to allow real-time viewing of the internal anatomy during an endoscopic surgical procedure and to obtain moving-picture documentation of endoscopic findings and procedures. The device is designed for transducing visual images as a sequence of electronic data following a pre-established standard; the images are usually displayed sequentially on the screen of a monitor as a video image. The device may include audio recording capabilities. | Class IIa | 1298 | ARL-2019-MD-1490 | 2027-05-23T00:00:00Z | Active |  | 20090 | MDMAGHTF
HD Synergy UHD4 C-Mount Camera Head, 0 degree, autoclavable | ME0000001945SFDAA00481 | MDMA-1-2019-1304 | Arthrex, Inc | AR-3210-0022 | AR-3210-0022 | LOT & SN |  | Medical Device | Medical Device | Endoscope video camera | An electro-optical device (e.g., a CCD) designed to be attached, either directly or with an adaptor, to a flexible or rigid endoscope to allow real-time viewing of the internal anatomy during an endoscopic surgical procedure and to obtain moving-picture documentation of endoscopic findings and procedures. The device is designed for transducing visual images as a sequence of electronic data following a pre-established standard; the images are usually displayed sequentially on the screen of a monitor as a video image. The device may include audio recording capabilities. | Class IIa | 1298 | ARL-2019-MD-1490 | 2027-05-23T00:00:00Z | Active |  | 20083 | MDMAGHTF
4K Synergy UHD4 broadband camera head autoclavable | ME0000001945SFDAA00495 | MDMA-1-2019-1304 | Arthrex, Inc | AR-3210-0029 | AR-3210-0029 | LOT & SN |  | Medical Device | Medical Device | Endoscope video camera | An electro-optical device (e.g., a CCD) designed to be attached, either directly or with an adaptor, to a flexible or rigid endoscope to allow real-time viewing of the internal anatomy during an endoscopic surgical procedure and to obtain moving-picture documentation of endoscopic findings and procedures. The device is designed for transducing visual images as a sequence of electronic data following a pre-established standard; the images are usually displayed sequentially on the screen of a monitor as a video image. The device may include audio recording capabilities. | Class IIa | 1298 | ARL-2019-MD-1490 | 2027-05-23T00:00:00Z | Active |  | 20097 | MDMAGHTF
4K Synergy UHD4 C-Mount Broadband Camera Head, autoclavable | ME0000001945SFDAA00492 | MDMA-1-2019-1304 | Arthrex, Inc | AR-3210-0030 | AR-3210-0030 | LOT & SN |  | Medical Device | Medical Device | Endoscope video camera | An electro-optical device (e.g., a CCD) designed to be attached, either directly or with an adaptor, to a flexible or rigid endoscope to allow real-time viewing of the internal anatomy during an endoscopic surgical procedure and to obtain moving-picture documentation of endoscopic findings and procedures. The device is designed for transducing visual images as a sequence of electronic data following a pre-established standard; the images are usually displayed sequentially on the screen of a monitor as a video image. The device may include audio recording capabilities. | Class IIa | 1298 | ARL-2019-MD-1490 | 2027-05-23T00:00:00Z | Active |  | 20094 | MDMAGHTF
4K SynergyUHD4 Ultra camera head, Autoclavable | ME0000001945SFDAA00493 | MDMA-1-2019-1304 | Arthrex, Inc | AR-3210-0031 | AR-3210-0031 | LOT & SN |  | Medical Device | Medical Device | Endoscope video camera | An electro-optical device (e.g., a CCD) designed to be attached, either directly or with an adaptor, to a flexible or rigid endoscope to allow real-time viewing of the internal anatomy during an endoscopic surgical procedure and to obtain moving-picture documentation of endoscopic findings and procedures. The device is designed for transducing visual images as a sequence of electronic data following a pre-established standard; the images are usually displayed sequentially on the screen of a monitor as a video image. The device may include audio recording capabilities. | Class IIa | 1298 | ARL-2019-MD-1490 | 2027-05-23T00:00:00Z | Active | tradeName: Synergy Vision™ console description: Electro-optical device gmdn: . tradeName: Synergy Vision Connect™ console with integration description: Electro-optical device gmdn: . tradeName: Synergy Vision™ Tablet description: Electro-optical device gmdn: . tradeName: 4K C mount coupler description: Electro-optical device gmdn: . tradeName: Synergy Visionary™ HDR C-Mount Camera Head, Autoclavable description: Electro-optical device gmdn: . tradeName: Synergy Vision™ C-Mount Camera Head, Autoclavable description: Electro-optical device gmdn: . | 20095 | MDMAGHTF
4K SynergyUHD4 Ultra C-mount camera head,Auto | ME0000001945SFDAA00496 | MDMA-1-2019-1304 | Arthrex, Inc | AR-3210-0032 | AR-3210-0032 | LOT & SN |  | Medical Device | Medical Device | Endoscope video camera | An electro-optical device (e.g., a CCD) designed to be attached, either directly or with an adaptor, to a flexible or rigid endoscope to allow real-time viewing of the internal anatomy during an endoscopic surgical procedure and to obtain moving-picture documentation of endoscopic findings and procedures. The device is designed for transducing visual images as a sequence of electronic data following a pre-established standard; the images are usually displayed sequentially on the screen of a monitor as a video image. The device may include audio recording capabilities. | Class IIa | 1298 | ARL-2019-MD-1490 | 2027-05-23T00:00:00Z | Active |  | 20098 | MDMAGHTF
Angel® Concentrated Platelet Rich Plasma (cPRP) System | ME0000001945SFDAA00765 | MDMA-1-2019-1313 | Arthrex, Inc | ABS-10066 | ABS-10066 | Serial Number |  | Medical Device | Medical Device | Apheresis Unit | The Angel® Concentrated Platelet Rich Plasma (cPRP) System (Angel System) is designed to separate autologous blood or a mixture of blood and bone marrow and collect plasma rich in platelets preoperative to a surgical procedure. The primary blood components that the Angel System separates and collects are red blood cells (RBC), platelet poor plasma (PPP) and platelet rich plasma (PRP). At the end of the separation process, the components are ready for reinfusion. | Class IIa | 1298 | ARL-2019-MD-1490 | 2027-05-26T00:00:00Z | Active | tradeName: cPRP Processing Set, Arthrex Angel System description: Blood centrifugation system containment kit gmdn: 45669 tradeName: Arthrex® Angel PRP Kit description: Haematological concentrate system preparation kit gmdn: 46923 tradeName: Arthrex ® Angel cPRP & BMA Kit description: Bone marrow biopsy procedure kit gmdn: 16833 tradeName: Thrombinator System for use with the Angel cPRP System description: Haematological concentrate system preparation kit gmdn: 47155 tradeName: Cannula Bending Tool description: Reusable manual orthopaedic bender gmdn: 44795 | 20367 | MDMAGHTF
Curacel absorbable haemostat oxidised regenerated cellulose (ORC) | ME0000001982SFDAA00001 | MDMA-1-2018-0914 | CuraMedical B.V | CC-501 CC-503 CC-505 CC-507 CC-535 CC-537 CC-538 CC-540 CC-560 CH-603 CH-607 CH-637 CH-660 CF-705 CF-710 CF-738 | CC-501 CC-503 CC-505 CC-507 CC-535 CC-537 CC-538 CC-540 CC-560 CH-603 CH-607 CH-637 CH-660 CF-705 CF-710 CF-738 | LOT |  | Medical Device | Medical Device | Sterile absorbable haemostatic product | Curacel® Haemostat is designed to arrest capillary bleeding and bleeding from parenchymatous organs and resection areas at surgical interventions. It shall be used to stop bleeding when other haemostatic procedures are ineffective or impractical. It is suitable for use in general surgery and digestive surgery, neurosurgery (especially cerebral operations), plastic surgery, orthopaedic, gynaecology, urology, stomatology, traumatology, and many other branches of surgery. Curacel® Haemostat can be applied into cavities (after extirpation of tumours) as well as endoscopic interventions or dental praxis.Curacel® Haemostat is designed to arrest capillary bleeding and bleeding from parenchymatous organs and resection areas at surgical interventions. It shall be used to stop bleeding when other haemostatic procedures are ineffective or impractical. It is suitable for use in general surgery and digestive surgery, neurosurgery (especially cerebral operations), plastic surgery, orthopaedic, gynaecology, urology, stomatology, traumatology, and many other branches of surgery. Curacel® Haemostat can be applied into cavities (after extirpation of tumours) as well as endoscopic interventions or dental praxis | Class III | 1298 | ARL-2019-MD-1508 | 2027-05-18T00:00:00Z | Active |  | 20368 | MDMAGHTF
Curatamp absorbable haemostat oxidised cellulose (OC) | ME0000001982SFDAA00002 | MDMA-1-2018-0914 | CuraMedical B.V | CT-101 CT-103 CT-105 CT-107 CT-135 CT-137 CT-138 CT-140 | CT-101 CT-103 CT-105 CT-107 CT-135 CT-137 CT-138 CT-140 | LOT |  | Medical Device | Medical Device | Sterile absorbable haemostatic product | Curatamp® Haemostat is designed to arrest capillary bleeding and bleeding from parenchymatous organs and resection areas at surgical interventions. It shall be used to stop bleeding when other haemostatic procedures are ineffective or impractical. It is suitable for use in general surgery and digestive surgery, plastic surgery, orthopaedic, gynaecology, urology, stomatology, traumatology, and many other branches of surgery. Curatamp® Haemostat can be applied into cavities (after extirpation of tumours) as well as endoscopic interventions or dental praxis. | Class III | 1298 | ARL-2019-MD-1508 | 2027-05-18T00:00:00Z | Active |  | 20369 | MDMAGHTF
Curaspon absorbable haemostatic gelatine sponge | ME0000001982SFDAA00003 | MDMA-1-2018-0914 | CuraMedical B.V | CS-010 CS-011 CS-030 CS-050 CS-055 CS-060 CS-070 CS-110 CS-111 CS-210 CS-310 CS-320 CS-420 CS-430 CS-442 CS-452 CS-610 CS-650 CS-710 CS-950 | CS-010 CS-011 CS-030 CS-050 CS-055 CS-060 CS-070 CS-110 CS-111 CS-210 CS-310 CS-320 CS-420 CS-430 CS-442 CS-452 CS-610 CS-650 CS-710 CS-950 | LOT |  | Medical Device | Medical Device | Sterile absorbable haemostatic product | General indications: the CuraSponR gelatine sponge is used during and after surgical procedures to achieve local haemostasis by tamponade effect. In Dental surgery, the CuraSponR cube is an aid in providing haemostasis and obliterating dead space created by extraction of the teeth, root amputations and removal of cysts, tumours and impacted teeth. For ENT surgery the use has been proven to be effective in supporting and keeping the fascia or perichondrium in the middle ear (dry application) in place or in the outer ear canal after tympanoplasty. For rectal surgery, haemorrhoid operations and gynaecology CuraSponR gelatine sponge is used to control bleeding. | Class III | 1298 | ARL-2019-MD-1508 | 2027-05-18T00:00:00Z | Active |  | 20370 | MDMAGHTF
Delfi Low Pressure Tourniquet Cuff Single Port Single Bladder Contour Cuff | ME0000002018SFDAA00001 | MDMA-1-2019-1314 | Delfi Medical Innovations Inc. | 60-7350-002-00 60-7350-003-00 60-7350-004-00 | 60-7350-002-00 60-7350-003-00 60-7350-004-00 | LOT |  | Medical Device | Medical Device | Tourniquet Cuff | The purpose of a tourniquet is to exert enough pressure on the arterial blood flow in a limb to produce a bloodless operating field. Tourniquets are generally used for operations lasting less than 90 minutes. Tourniquets have been found useful in surgical procedures involving the extremities, such as: Reduction of certain fractures Bone grafts Kirschner wire removal Amputations Tumor and cyst excision Subcutaneous fasciotomy Knee joint replacements Nerve injuries Arthroscopy of certain joints Tendon repair Replacement of finger joints Total wrist joint replacement | Class II | 1610 | ARL-2020-MD-3278 | 2025-10-02T00:00:00Z | Active |  | 20371 | MDMAGHTF
Delfi Low Pressure Tourniquet Cuff Single Port Dual Bladder Contour Upper Limb Ivra Cuff | ME0000002018SFDAA00002 | MDMA-1-2019-1314 | Delfi Medical Innovations Inc. | 60-7350-011-00 | 60-7350-011-00 | LOT |  | Medical Device | Medical Device | Tourniquet Cuff | The purpose of a tourniquet is to exert enough pressure on the arterial blood flow in a limb to produce a bloodless operating field. Tourniquets are generally used for operations lasting less than 90 minutes. Tourniquets have been found useful in surgical procedures involving the extremities, such as: Reduction of certain fractures Bone grafts Kirschner wire removal Amputations Tumor and cyst excision Subcutaneous fasciotomy Knee joint replacements Nerve injuries Arthroscopy of certain joints Tendon repair Replacement of finger joints Total wrist joint replacement | Class II | 1610 | ARL-2020-MD-3278 | 2025-10-02T00:00:00Z | Active |  | 20372 | MDMAGHTF
Delfi Low Pressure Tourniquet Cuff Dual Port Single Bladder Contour Cuff | ME0000002018SFDAA00006 | MDMA-1-2019-1314 | Delfi Medical Innovations Inc. | 60-7450-002-00 60-7450-003-00 60-7450-004-00 | 60-7450-002-00 60-7450-003-00 60-7450-004-00 | LOT |  | Medical Device | Medical Device | Tourniquet Cuff | The purpose of a tourniquet is to exert enough pressure on the arterial blood flow in a limb to produce a bloodless operating field. Tourniquets are generally used for operations lasting less than 90 minutes. Tourniquets have been found useful in surgical procedures involving the extremities, such as: Reduction of certain fractures Bone grafts Kirschner wire removal Amputations Tumor and cyst excision Subcutaneous fasciotomy Knee joint replacements Nerve injuries Arthroscopy of certain joints Tendon repair Replacement of finger joints Total wrist joint replacement | Class II | 1610 | ARL-2020-MD-3278 | 2025-10-02T00:00:00Z | Active |  | 20376 | MDMAGHTF
Delfi Low Pressure Tourniquet Cuff Dual Port Dual Bladder Contour Upper Limb Ivra Cuff | ME0000002018SFDAA00004 | MDMA-1-2019-1314 | Delfi Medical Innovations Inc. | 60-7450-011-00 | 60-7450-011-00 | LOT |  | Medical Device | Medical Device | Tourniquet Cuff | The purpose of a tourniquet is to exert enough pressure on the arterial blood flow in a limb to produce a bloodless operating field. Tourniquets are generally used for operations lasting less than 90 minutes. Tourniquets have been found useful in surgical procedures involving the extremities, such as: Reduction of certain fractures Bone grafts Kirschner wire removal Amputations Tumor and cyst excision Subcutaneous fasciotomy Knee joint replacements Nerve injuries Arthroscopy of certain joints Tendon repair Replacement of finger joints Total wrist joint replacement | Class II | 1610 | ARL-2020-MD-3278 | 2025-10-02T00:00:00Z | Active |  | 20374 | MDMAGHTF
Delfi Low Pressure Tourniquet Cuff Single Port Single Bladder Adult Cuff | ME0000002018SFDAA00003 | MDMA-1-2019-1314 | Delfi Medical Innovations Inc. | 60-8000-001-00 60-8000-002-00 | 60-8000-001-00 60-8000-002-00 | LOT |  | Medical Device | Medical Device | Tourniquet Cuff | The purpose of a tourniquet is to exert enough pressure on a limb to stop the arterial blood flow in the limb in order to produce a bloodless operating field. Tourniquets are generally used for operations lasting less than 90 minutes. Tourniquets have been found useful in surgical procedures involving the extremities, such as: Reduction of certain fractures Bone grafts Kirschner wire removal Amputations Tumor and cyst excision Subcutaneous fasciotomy Knee joint replacements Nerve injuries Arthroscopy of certain joints Tendon repair Replacement of finger joints Total wrist joint replacement | Class II | 1610 | ARL-2020-MD-3278 | 2025-10-02T00:00:00Z | Active |  | 20373 | MDMAGHTF
Delfi Low Pressure Tourniquet Cuff Dual Port Single Bladder Adult Cuff | ME0000002018SFDAA00005 | MDMA-1-2019-1314 | Delfi Medical Innovations Inc. | 60-8100-001-00 60-8100-002-00 | 60-8100-001-00 60-8100-002-00 | LOT |  | Medical Device | Medical Device | Tourniquet Cuff | The purpose of a tourniquet is to exert enough pressure on a limb to stop the arterial blood flow in the limb in order to produce a bloodless operating field. Tourniquets are generally used for operations lasting less than 90 minutes. Tourniquets have been found useful in surgical procedures involving the extremities, such as: Reduction of certain fractures Bone grafts Kirschner wire removal Amputations Tumor and cyst excision Subcutaneous fasciotomy Knee joint replacements Nerve injuries Arthroscopy of certain joints Tendon repair Replacement of finger joints Total wrist joint replacement | Class II | 1610 | ARL-2020-MD-3278 | 2025-10-02T00:00:00Z | Active |  | 20375 | MDMAGHTF
Delfi Single Use Varifit Tourniquet Cuff Port Bladder Contour With Matching Limb Protection Sleeve | ME0000002018SFDAA00008 | MDMA-1-2019-1314 | Delfi Medical Innovations Inc. | 60-9300-002-00 60-9300-003-00 60-9300-004-00 60-9300-011-00 60-9400-002-00 60-9400-003-00 60-9400-004-00 60-9400-011-00 | 60-9300-002-00 60-9300-003-00 60-9300-004-00 60-9300-011-00 60-9400-002-00 60-9400-003-00 60-9400-004-00 60-9400-011-00 | LOT |  | Medical Device | Medical Device | Tourniquet Cuff | The purpose of a tourniquet is to exert enough pressure on the arterial blood flow in a limb to produce a bloodless operating field. Tourniquets are generally used for operations lasting less than 90 minutes. A sterile tourniquet cuff is indicated when reduction in the risk of infection from tourniquet cuff application is required. Tourniquets have been found useful in surgical procedures involving the extremities, such as: Reduction of certain fractures Bone grafts Kirschner wire removal Amputations Tumor and cyst excision Subcutaneous fasciotomy Knee joint replacements Nerve injuries Arthroscopy of certain joints Tendon repair Replacement of finger joints Total wrist joint replacement | Class II | 1610 | ARL-2020-MD-3278 | 2025-10-02T00:00:00Z | Active |  | 20378 | MDMAGHTF
Delfi Single Use Pedifit Tourniquet Cuff Port Bladder Contour With Matching Limb Protection Sleeve | ME0000002018SFDAA00007 | MDMA-1-2019-1314 | Delfi Medical Innovations Inc. | 60-9700-001-00 60-9700-002-00 60-9700-003-00 60-9700-004-00 60-9800-001-00 60-9800-002-00 60-9800-003-00 60-9800-004-00 | 60-9700-001-00 60-9700-002-00 60-9700-003-00 60-9700-004-00 60-9800-001-00 60-9800-002-00 60-9800-003-00 60-9800-004-00 | LOT |  | Medical Device | Medical Device | Tourniquet Cuff | The purpose of a tourniquet is to exert enough pressure on the arterial blood flow in a limb to produce a bloodless operating field. Tourniquets are generally used for operations lasting less than 90 minutes. A sterile tourniquet cuff is indicated when reduction in the risk of infection from tourniquet cuff application is required. Tourniquets have been found useful in surgical procedures involving the extremities, such as: Reduction of certain fractures Bone grafts Kirschner wire removal Amputations Tumor and cyst excision Subcutaneous fasciotomy Knee joint replacements Nerve injuries Arthroscopy of certain joints Tendon repair Replacement of finger joints Total wrist joint replacement | Class II | 1610 | ARL-2020-MD-3278 | 2025-10-02T00:00:00Z | Active |  | 20377 | MDMAGHTF
Control Unit | ME0000001986SFDAA00002 | MDMA-1-2019-1315 | Eberle GmbH & Co. KG | 918001 | 918001 | SN |  | Medical Device | Medical Device | surgical instrument | The ZIMMER BIOMET Shaver System consisting of a control unit, a hand piece, and possibly a footswitch, was developed for surgical use in the field of arthroscopy. It serves as surgical instrument for surgeries in the field of chondroplasty and synovectomy. | Class IIa | 1610 | ARL-2020-MD-2100 | 2026-07-05T00:00:00Z | Active |  | 20380 | MDMAGHTF
Foot Switch | ME0000001986SFDAA00005 | MDMA-1-2019-1315 | Eberle GmbH & Co. KG | 918003-2 | 918003-2 | SN |  | Medical Device | Medical Device | surgical instrument | The ZIMMER BIOMET footswitches were developed for operation with the ZIMMER BIOMET shaversystem, which was designed for surgical use in arthroscopy. Utilization in other fields is not intended! | Class IIa | 1610 | ARL-2020-MD-2100 | 2026-07-05T00:00:00Z | Active |  | 20383 | MDMAGHTF
Handpiece | ME0000001986SFDAA00001 | MDMA-1-2019-1315 | Eberle GmbH & Co. KG | 918020 | 918020 | SN |  | Medical Device | Medical Device | surgical instrument | The ZIMMER BIOMET handpiece was developed for surgical use in the field of arthroscopy. It is not intended to be used for other applications. | Class IIa | 1610 | ARL-2020-MD-2100 | 2026-07-05T00:00:00Z | Active | tradeName: Cleaning adapter for handpiece description: Cleaning adapter for shaver handpiece gmdn: NA tradeName: Cleaning brush rounded tip description: Cleaning brush, rounded tip gmdn: NA | 20379 | MDMAGHTF
Handpiece for manual operation | ME0000001986SFDAA00004 | MDMA-1-2019-1315 | Eberle GmbH & Co. KG | 918021 | 918021 | SN |  | Medical Device | Medical Device | surgical instrument | The ZIMMER BIOMET handpiece was developed for surgical use in the field of arthroscopy. Utilization in other fields is not intended. | Class IIa | 1610 | ARL-2020-MD-2100 | 2026-07-05T00:00:00Z | Active |  | 20382 | MDMAGHTF
ergoselect 100 | ME0000005028SFDAA00001 | MDMA-1-2018-2125 | ergoline GmbH | 1611010/1611050/1613010 | 1611010/1611050/1613010 | By serial number | 10383 | Medical Device | Medical Device | Bicycle Ergometer | Cardiac Rehabilitation; Cardiac Training | Class IIa | 1518 | ARL-2019-MD-5013 | 2027-05-26T00:00:00Z | Active |  | 57120 | MDMAGHTF
ergoselect 200 | ME0000005028SFDAA00002 | MDMA-1-2018-2125 | ergoline GmbH | 1612010/1612050 | 1612010/1612050 | By serial number | 10383 | Medical Device | Medical Device | Bicycle Ergometer | Cardiac Rehabilitation; Cardiac Training | Class IIa | 1518 | ARL-2019-MD-5013 | 2027-05-26T00:00:00Z | Active |  | 57121 | MDMAGHTF
Optibike 100 | ME0000005028SFDAA00003 | MDMA-1-2018-2125 | ergoline GmbH | 161110 | 161110 | By serial number | 10383 | Medical Device | Medical Device | Bicycle Ergometer | Cardiac Rehabilitation; Cardiac Training | Class IIa | 1518 | ARL-2019-MD-5013 | 2027-05-26T00:00:00Z | Active |  | 57122 | MDMAGHTF
To download full document visit our website: Barmga.com

## Sheet2
BrandName | MedicalDeviceListingNumber | AuthorizationNumber | ManufacturerName | ModelNumber | ManufacturerDeviceIdentifierNumber | MedicalDeviceIdentifierNumberFormat | Gmdn | ProductCategory | DeviceType | ProductDescription | IntendedPurpose | DeviceClassification | MdmaAccountId | AuthorizedRepresentative | ExpiryDate | Current Status | Device Accessories | ProductId | Type
Meditech Nasal Oxygen Cannula | ME0000003079SFDAA00067 | MDMA-2-2023-0668 | Meditech Systems Limited | 221582 221582A30 22158330 22158530 22158230 22158530CO2 221583P 221585P 221582P 221601CO2 221583P30 22160130 221585P30 221582P30 22160130CO2 221602ST 22160230 22160230ST 221602CO2 22160230ST 22160230 221603 22160330 22160230CO2 221582AEG 221583EG 221582EG 221585CO2EG 221582A30EG 22158330EG 22158530EG 22158230EG 22158530CO2EG 221582ANTEG 221583NTEG 221585NTEG 221582NTEG 221582PEG 221601EG 221585PEG 221582PEG 221601CO2EG 221582P30EG 22151601EG 221585P30EG 221582P30EG 221601CO2EG 221582PNTEG 221601NTEG 221585PNTEG 221585PNTEG 221602EG 221602CO2EG 22RVL001S 22RVL001M 22RVL001L 221582A 221583S 221585 221585CO2 221585CO23 221585CO23MF 221585EG 221601 221601CO2 221601EG 221602 221585ECO |  |  | 35201 | Medical Device | 1 | It is used to deliver supplemental oxygen or increased airflow in need of respiratory help. | 1 | 2 | 1810 | ARL-2022-MD-0556 | 2026-05-03T00:00:00Z | Active | tradeName: Meditech Bite Block description: Device ensures that the mouth of the patient remains open during endoscopic procedures gmdn: 10405 | 309107 | MDMATFA
Bipolar electrosurgical unit MCB | ME0000006115SFDAA00005 | MDMA-2-2023-0669 | LAMIDEY NOURY MEDICAL | V10GMCB | V10GMCB |  | 11490 | Medical Device | 1 | It is a device used for cutting and coagulation of tissue using high-frequency electrical current | 1 | 3 | 1599 | ARL-2019-MD-6469 | 2026-05-03T00:00:00Z | Active | tradeName: Bipolar cutting loop description: It is used to remove prostate tissue in the form of small chips gmdn: 61872 tradeName: Bipolar electrode description: It is a surgical tool used in association with an active or passive working element, and to be introduced inside a double flow resectoscope gmdn: 61872 tradeName: Bipolar 5fr electrode GY description: It is an electronic conductor in contact with an ionically conductive phase gmdn: 61872 tradeName: Bipolar cutting loop/Bipolar Electrodes description: The bipolar resection electrodes are used for the ablation and hemostasis of tissues under endoscopic control, in association with endoscopic accessories gmdn: 61872 | 309127 | MDMATFA
Active Working Element | ME0000006115SFDAA00006 | MDMA-2-2023-0669 | LAMIDEY NOURY MEDICAL | V12PR11G1 V12PR11G V12PR61 VX12PR11G V12PR31 VX12PR31H V12PR41 VX12PR41 VX12PR31 VX12PR51 V12PR51 VX12PR51W | V12PR11G1 V12PR11G V12PR61 VX12PR11G V12PR31 VX12PR31H V12PR41 VX12PR41 VX12PR31 VX12PR51 V12PR51 VX12PR51W |  | 37085 | Medical Device | 1 | It is a surgical tool used in urology surgeries as It supports the ability to treat the prostate locally with a more practical and healthy technique | 1 | 1 | 1599 | ARL-2019-MD-6469 | 2026-05-03T00:00:00Z | Active |  | 309128 | MDMATFA
Passive Working Element | ME0000006115SFDAA00007 | MDMA-2-2023-0669 | LAMIDEY NOURY MEDICAL | V12PR10G1 V12PR10G V12PR60 VX12PR10G V12PR30 VX12PR30H V12PR40 VX12PR40 VX12PR30 VX12PR50 V12PRGY VX05PR10F V12PR50 VX12PR50W | V12PR10G1 V12PR10G V12PR60 VX12PR10G V12PR30 VX12PR30H V12PR40 VX12PR40 VX12PR30 VX12PR50 V12PRGY VX05PR10F V12PR50 VX12PR50W |  | 37085 | Medical Device | 1 | It is a surgical tool used in urology surgeries as It supports the ability to treat the prostate locally with a more practical and healthy technique | 1 | 1 | 1599 | ARL-2019-MD-6469 | 2026-05-03T00:00:00Z | Active |  | 309129 | MDMATFA
Hansaplast Universal | ME0000005495SFDAA00005 | MDMA-2-2023-0671 | Beiersdorf | 45906 45907 |  |  | 47378 | Medical Device | 1 | Wound plaster to cover and protect minor wounds / For the covering and protection of minor, everyday wounds such as scratches, cuts and grazes. | 2 | 1 | 1302 | ARL-2022-MD-0918 | 2026-05-03T00:00:00Z | Active |  | 309131 | MDMATFA
Hansplast Finger Strips Elastic | ME0000005495SFDAA00006 | MDMA-2-2023-0671 | Beiersdorf | 46852 |  |  | 47378 | Medical Device | 1 | Water-resistant wound plasters to cover and protect minor wounds. Discreet size and shape for small cuts and scrapes | 2 | 1 | 1302 | ARL-2022-MD-0918 | 2026-05-03T00:00:00Z | Active |  | 309132 | MDMATFA
Hansaplast Elastic | ME0000005495SFDAA00007 | MDMA-2-2023-0671 | Beiersdorf | 47086 |  |  | 47378 | Medical Device | 1 | Flexible and water repellent wound plasters to cover and protect minor wounds. | 2 | 1 | 1302 | ARL-2022-MD-0918 | 2026-05-03T00:00:00Z | Active |  | 309133 | MDMATFA
SILICONE WOUND CONTACT LAYER | ME0000005421SFDAA00062 | MDMA-2-2023-0670 | Winner Medical Co., Ltd. | 107001 107002 107023 107003 107004 107024 107025 107026 107027 107028 107029 107030 107045 107031 107032 107047 107033 107044 107034 107035 107036 | 107001 107002 107023 107003 107004 107024 107025 107026 107027 107028 107029 107030 107045 107031 107032 107047 107033 107044 107034 107035 107036 |  | 46855 | Medical Device | 1 | Permeable dressing wound-nonadherent | 1 | 3 | 1423 | ARL-2019-MD-5615 | 2026-05-03T00:00:00Z | Active |  | 309130 | MDMATFA
Hansaplast Fingerstrips | ME0000005495SFDAA00008 | MDMA-2-2023-0671 | Beiersdorf | 76861 |  |  | 47378 | Medical Device | 1 | Flexible finger plasters to cover and protect minor wounds. | 2 | 1 | 1302 | ARL-2022-MD-0918 | 2026-05-03T00:00:00Z | Active |  | 309134 | MDMATFA
Hansaplast Sensitive | ME0000005495SFDAA00009 | MDMA-2-2023-0671 | Beiersdorf | 46041 |  |  | 47378 | Medical Device | 1 | Sensitive wound plasters to cover and protect minor wounds. | 2 | 1 | 1302 | ARL-2022-MD-0918 | 2026-05-03T00:00:00Z | Active |  | 309135 | MDMATFA
Hansaplast Aqua Protect | ME0000005495SFDAA00010 | MDMA-2-2023-0671 | Beiersdorf | 76533 |  |  | 47378 | Medical Device | 1 | 100%Waterproof wound plasters to cover and protect minor wounds. | 2 | 1 | 1302 | ARL-2022-MD-0918 | 2026-05-03T00:00:00Z | Active |  | 309136 | MDMATFA
Arokleen Disposable Adult Incontinence Diaper | ME0000010585SFDAA00009 | MDMA-2-2023-0672 | PARAMOUNT SURGIMED LIMITED | Medium, Large, X-Large | 8903175090253-AKMP 04 8903175090260-AKLP 06 L 8903175090277-AKXLP 07 |  | 12345 | Medical Device | 1 | Arokleen Disposable Adult Incontinence Diaper | 1 | 1 | 2285 | ARL-2019-MD-14080 | 2026-05-03T00:00:00Z | Active |  | 309139 | MDMATFA
Arokleen Undersheet | ME0000010585SFDAA00010 | MDMA-2-2023-0672 | PARAMOUNT SURGIMED LIMITED | Undersheet 90x60 cm, Undersheet40x60 cm, Undersheet 60x60 cm, | 8903175090956-US90x60cm 8903175090956-US60x60cm 8903175090956-US60x40cm |  | 12345 | Medical Device | 1 | Arokleen Undersheet | 1 | 1 | 2285 | ARL-2019-MD-14080 | 2026-05-03T00:00:00Z | Active |  | 309141 | MDMATFA
ZEOS 4k UHD monitor | ME0000014099SFDAA00001 | MDMA-2-2023-0673 | ACL GmbH | 11010128 11010142 | 11010128 11010142 |  | 36612 | Medical Device | 1 | Monitor displaying patient information. | 1 | 1 | 1610 | ARL-2020-MD-1358 | 2026-05-05T00:00:00Z | Active |  | 309265 | MDMATFA
Abutment Removal Driver | ME0000005461SFDAA00269 | MDMA-2-2023-0674 | MegaGen Implant Co. Ltd | TANMRD18 TANMRD25 | TANMRD18 TANMRD25 |  | 33968 | Medical Device | 1 | This device is used for eliminating the abutment using internal thread when abutment can’t easily eliminate due to the cold welding by eliminating the abutment screw after implanting the fixture. | 1 | 1 | 12682 | ARL-2024-MD-1096 | 2026-05-05T00:00:00Z | Active |  | 309269 | MDMATFA
Abutment Selection GuideKit | ME0000005461SFDAA00270 | MDMA-2-2023-0674 | MegaGen Implant Co. Ltd | KANASG3000 | KANASG3000 |  | 64502 | Medical Device | 1 | Packing set that keeps surgical instruments | 1 | 1 | 12682 | ARL-2024-MD-1096 | 2026-05-05T00:00:00Z | Active |  | 309270 | MDMATFA
AnyOne Prosthetics Kit | ME0000005461SFDAA00271 | MDMA-2-2023-0674 | MegaGen Implant Co. Ltd | KAOPK3000 | KAOPK3000 |  | 45147 | Medical Device | 1 | Packing set that keeps surgical instruments | 1 | 1 | 12682 | ARL-2024-MD-1096 | 2026-05-05T00:00:00Z | Active |  | 309271 | MDMATFA
AnyRidge Prosthetic Kit | ME0000005461SFDAA00272 | MDMA-2-2023-0674 | MegaGen Implant Co. Ltd | KANPK3000 | KANPK3000 |  | 45147 | Medical Device | 1 | Packing set that keeps surgical instruments | 1 | 1 | 12682 | ARL-2024-MD-1096 | 2026-05-05T00:00:00Z | Active |  | 309272 | MDMATFA
Direction Indicator | ME0000005461SFDAA00273 | MDMA-2-2023-0674 | MegaGen Implant Co. Ltd | MDI100 MDI3348 MDI1618 | MDI100 MDI3348 MDI1618 |  | 31846 | Medical Device | 1 | This device is designed to make or change the plan of the next surgery by grasping the slope and direction of the hole formed by initial drilling | 1 | 1 | 12682 | ARL-2024-MD-1096 | 2026-05-05T00:00:00Z | Active |  | 309273 | MDMATFA
Hand Driver | ME0000005461SFDAA00275 | MDMA-2-2023-0674 | MegaGen Implant Co. Ltd | MUHD1220 TCMHDU1200 TCMHDS1200 TCMHDL1200 TCMHDE1200 TCMHDU0900 TCMHDS0900 TCMHDL0900 | MUHD1220 TCMHDU1200 TCMHDS1200 TCMHDL1200 TCMHDE1200 TCMHDU0900 TCMHDS0900 TCMHDL0900 |  | 33968 | Medical Device | 1 | It is designed for transferring torque to screws that are used to connect fixture with abutment | 1 | 1 | 12682 | ARL-2024-MD-1096 | 2026-05-05T00:00:00Z | Active |  | 309275 | MDMATFA
Hand Tap | ME0000005461SFDAA00276 | MDMA-2-2023-0674 | MegaGen Implant Co. Ltd | THT180L THT160L THT200L | THT180L THT160L THT200L |  | 33968 | Medical Device | 1 | A drill which restores a female screw | 1 | 1 | 12682 | ARL-2024-MD-1096 | 2026-05-05T00:00:00Z | Active |  | 309276 | MDMATFA
Handpiece Connector | ME0000005461SFDAA00277 | MDMA-2-2023-0674 | MegaGen Implant Co. Ltd | TANHCU TANHCS TANHCL HCS17 HCL17 TBH250S TBH250L HCU25 HCS25 HCL25 AIHCS AIHCL OHCS | TANHCU TANHCS TANHCL HCS17 HCL17 TBH250S TBH250L HCU25 HCS25 HCL25 AIHCS AIHCL OHCS |  | 33968 | Medical Device | 1 | It transfers torque regularly between Fixture Mount and Handpiece | 1 | 1 | 12682 | ARL-2024-MD-1096 | 2026-05-05T00:00:00Z | Active |  | 309277 | MDMATFA
Impression Driver | ME0000005461SFDAA00278 | MDMA-2-2023-0674 | MegaGen Implant Co. Ltd | TCMID TCMIDE | TCMID TCMIDE |  | 64321 | Medical Device | 1 | This device is designed to transfer torque to the guide pin that is used to connect fixture with impression coping | 1 | 1 | 12682 | ARL-2024-MD-1096 | 2026-05-05T00:00:00Z | Active |  | 309278 | MDMATFA
Insert Driver | ME0000005461SFDAA00279 | MDMA-2-2023-0674 | MegaGen Implant Co. Ltd | MID120S MID120L | MID120S MID120L |  | 33968 | Medical Device | 1 | This device is designed to transfer torque generated from Torque Wrench which is used when components having internal hex in the head part is connected to screw | 1 | 1 | 12682 | ARL-2024-MD-1096 | 2026-05-05T00:00:00Z | Active |  | 309279 | MDMATFA
Manual Inserter | ME0000005461SFDAA00280 | MDMA-2-2023-0674 | MegaGen Implant Co. Ltd | TANMI | TANMI |  | 33968 | Medical Device | 1 | It is designed for inserting fixture into the bone by using torque coming from hands | 1 | 1 | 12682 | ARL-2024-MD-1096 | 2026-05-05T00:00:00Z | Active |  | 309280 | MDMATFA
Mount Removal Driver | ME0000005461SFDAA00281 | MDMA-2-2023-0674 | MegaGen Implant Co. Ltd | MVD100 | MVD100 |  | 33968 | Medical Device | 1 | It is designed for removal of multi mount using inner female screw formed in multi mount body | 1 | 1 | 12682 | ARL-2024-MD-1096 | 2026-05-05T00:00:00Z | Active |  | 309281 | MDMATFA
Multi Tool | ME0000005461SFDAA00282 | MDMA-2-2023-0674 | MegaGen Implant Co. Ltd | MLMT | MLMT |  | 33968 | Medical Device | 1 | It is used to combine or remove the housing Titanium and Retention Insert, an attachment of the Meg- Loc overdenture system | 1 | 1 | 12682 | ARL-2024-MD-1096 | 2026-05-05T00:00:00Z | Active |  | 309282 | MDMATFA
Multi-unit Driver | ME0000005461SFDAA00283 | MDMA-2-2023-0674 | MegaGen Implant Co. Ltd | MUD10 TCMMUDS20 TCMMUDL20 | MUD10 TCMMUDS20 TCMMUDL20 |  | 33968 | Medical Device | 1 | This device is designed to transfer torque to the Abutment Screw that is used to connect fixture with Multi-unit Abutment | 1 | 1 | 12682 | ARL-2024-MD-1096 | 2026-05-05T00:00:00Z | Active |  | 309283 | MDMATFA
Octa Driver | ME0000005461SFDAA00284 | MDMA-2-2023-0674 | MegaGen Implant Co. Ltd | MOD300S MOD300L | MOD300S MOD300L |  | 33968 | Medical Device | 1 | It is designed to connect fixture with Octa Abutment | 1 | 1 | 12682 | ARL-2024-MD-1096 | 2026-05-05T00:00:00Z | Active |  | 309284 | MDMATFA
Path Finder | ME0000005461SFDAA00285 | MDMA-2-2023-0674 | MegaGen Implant Co. Ltd | TANPFF3580 PF | TANPFF3580 PF |  | 31846 | Medical Device | 1 | It is designed to check the pre-placed fixture is parallel after placing a fixture, and to measure the gingival depth with the grooves, especially in flapless surgeries | 1 | 1 | 12682 | ARL-2024-MD-1096 | 2026-05-05T00:00:00Z | Active |  | 309285 | MDMATFA
Ratchet Connector | ME0000005461SFDAA00286 | MDMA-2-2023-0674 | MegaGen Implant Co. Ltd | TANREU TANRES TANREL RCS17 RCL17 RCU25 RCS25 RCL25 AIRCS AIRCL | TANREU TANRES TANREL RCS17 RCL17 RCU25 RCS25 RCL25 AIRCS AIRCL |  | 33968 | Medical Device | 1 | It is designed to transfer the exact torque between Fixture and Ratchet Wrench, which is used for the control of the final torque when fixture is implanted | 1 | 1 | 12682 | ARL-2024-MD-1096 | 2026-05-05T00:00:00Z | Active |  | 309286 | MDMATFA
Ratchet Wrench | ME0000005461SFDAA00287 | MDMA-2-2023-0674 | MegaGen Implant Co. Ltd | MRW040S | MRW040S |  | 33968 | Medical Device | 1 | This device is designed to connect a screw with driver or remove a screw from driver with torque | 1 | 1 | 12682 | ARL-2024-MD-1096 | 2026-05-05T00:00:00Z | Active |  | 309287 | MDMATFA
Reamer Drill | ME0000005461SFDAA00288 | MDMA-2-2023-0674 | MegaGen Implant Co. Ltd | TANRD | TANRD |  | 33968 | Medical Device | 1 | It has a sharp blade, which is useful to remove inner lip of the cast after casting burn-out cylinders of solid abutment | 1 | 1 | 12682 | ARL-2024-MD-1096 | 2026-05-05T00:00:00Z | Active |  | 309288 | MDMATFA
Reamer Driver Center Pin | ME0000005461SFDAA00289 | MDMA-2-2023-0674 | MegaGen Implant Co. Ltd | TANRDJ40 TANRDJ50 TANRDJ60 TANRDJ70 RDJ40 RDJ45 RDJ55 RDJ65 | TANRDJ40 TANRDJ50 TANRDJ60 TANRDJ70 RDJ40 RDJ45 RDJ55 RDJ65 |  | 33968 | Medical Device | 1 | It is used to be inserted into the hole of Reamer Drill, and this may for in with the center of burn-out cylinder | 1 | 1 | 12682 | ARL-2024-MD-1096 | 2026-05-05T00:00:00Z | Active |  | 309289 | MDMATFA
Multi-unit Removal Driver | ME0000005461SFDAA00290 | MDMA-2-2023-0674 | MegaGen Implant Co. Ltd | MUARD20 | MUARD20 |  | 33968 | Medical Device | 1 | It is used to remove the Retentive Cap | 1 | 1 | 12682 | ARL-2024-MD-1096 | 2026-05-05T00:00:00Z | Active |  | 309290 | MDMATFA
Retentive Cap Insertion Tool | ME0000005461SFDAA00291 | MDMA-2-2023-0674 | MegaGen Implant Co. Ltd | 085IAC | 085IAC |  | 33968 | Medical Device | 1 | It is used to insert the Retentive Cap | 1 | 1 | 12682 | ARL-2024-MD-1096 | 2026-05-05T00:00:00Z | Active |  | 309291 | MDMATFA
Right Angled Driver | ME0000005461SFDAA00292 | MDMA-2-2023-0674 | MegaGen Implant Co. Ltd | MURAD10 MDR120SS MDR120S MDR120L MDR120EL | MURAD10 MDR120SS MDR120S MDR120L MDR120EL |  | 33968 | Medical Device | 1 | It is designed to transfer torque, which comes from Handpiece, to the screws that are used to connect fixture with abutment | 1 | 1 | 12682 | ARL-2024-MD-1096 | 2026-05-05T00:00:00Z | Active |  | 309292 | MDMATFA
Scan Post Carrier | ME0000005461SFDAA00293 | MDMA-2-2023-0674 | MegaGen Implant Co. Ltd | SPC16 | SPC16 |  | 33968 | Medical Device | 1 | It is used for connecting the Scan Post to Scan Healing Abutment in oral cavity | 1 | 1 | 12682 | ARL-2024-MD-1096 | 2026-05-05T00:00:00Z | Active |  | 309293 | MDMATFA
Slot Driver | ME0000005461SFDAA00294 | MDMA-2-2023-0674 | MegaGen Implant Co. Ltd | SDS06 SDM06 SDL06 | SDS06 SDM06 SDL06 |  | 33968 | Medical Device | 1 | This device is designed for transferring torque to structure containing the screw | 1 | 1 | 12682 | ARL-2024-MD-1096 | 2026-05-05T00:00:00Z | Active |  | 309294 | MDMATFA
Solid Driver | ME0000005461SFDAA00295 | MDMA-2-2023-0674 | MegaGen Implant Co. Ltd | TANSDS400 TANSDL400 TANSDS500 TANSDL500 TANSDS600 TANSDL600 TANSDS700 TANSDL700 SDS40 SDS45 SDS55 SDS65 SDL40 SDL45 SDL55 SDL65 | TANSDS400 TANSDL400 TANSDS500 TANSDL500 TANSDS600 TANSDL600 TANSDS700 TANSDL700 SDS40 SDS45 SDS55 SDS65 SDL40 SDL45 SDL55 SDL65 |  | 33968 | Medical Device | 1 | This device is designed to connect fixture with Solid Post Abutment | 1 | 1 | 12682 | ARL-2024-MD-1096 | 2026-05-05T00:00:00Z | Active |  | 309295 | MDMATFA
Surgical Guide | ME0000005461SFDAA00296 | MDMA-2-2023-0674 | MegaGen Implant Co. Ltd | MUSG70 | MUSG70 |  | 64371 | Medical Device | 1 | It is used for guiding the appropriate site of teeth | 1 | 1 | 12682 | ARL-2024-MD-1096 | 2026-05-05T00:00:00Z | Active |  | 309296 | MDMATFA
Torque Driver | ME0000005461SFDAA00297 | MDMA-2-2023-0674 | MegaGen Implant Co. Ltd | TBT250S TBT250L | TBT250S TBT250L |  | 33968 | Medical Device | 1 | It is designed to transfer torque to the screws that are used to connect fixture with abutment | 1 | 1 | 12682 | ARL-2024-MD-1096 | 2026-05-05T00:00:00Z | Active |  | 309297 | MDMATFA
Torque Wrench | ME0000005461SFDAA00298 | MDMA-2-2023-0674 | MegaGen Implant Co. Ltd | MTW300A | MTW300A |  | 33968 | Medical Device | 1 | It provides torque to screw when connecting prosthetics to implant | 1 | 1 | 12682 | ARL-2024-MD-1096 | 2026-05-05T00:00:00Z | Active |  | 309298 | MDMATFA
Torque Wrench Adapter | ME0000005461SFDAA00299 | MDMA-2-2023-0674 | MegaGen Implant Co. Ltd | TTAR100 | TTAR100 |  | 33968 | Medical Device | 1 | It is designed to connect Torque Wrench with Driver | 1 | 1 | 12682 | ARL-2024-MD-1096 | 2026-05-05T00:00:00Z | Active |  | 309299 | MDMATFA
Try-in Abutment | ME0000005461SFDAA00300 | MDMA-2-2023-0674 | MegaGen Implant Co. Ltd | MUTIAAR00 MUTIAAR17 MUTIAAR30 MUTIAAO00 MUTIAAO17 MUTIAAO30 | MUTIAAR00 MUTIAAR17 MUTIAAR30 MUTIAAO00 MUTIAAO17 MUTIAAO30 |  | 64355 | Medical Device | 1 | This device is used for checking the appropriate angulation and cuff height | 1 | 1 | 12682 | ARL-2024-MD-1096 | 2026-05-05T00:00:00Z | Active |  | 309300 | MDMATFA
Try-in Abutment Package | ME0000005461SFDAA00301 | MDMA-2-2023-0674 | MegaGen Implant Co. Ltd | MUTIAAR00CP | MUTIAAR00CP |  | 64355 | Medical Device | 1 | Package that keeps Try-in Abutment and Multi-unit Carrier | 1 | 1 | 12682 | ARL-2024-MD-1096 | 2026-05-05T00:00:00Z | Active |  | 309301 | MDMATFA
Ratchet Extension | ME0000005461SFDAA00302 | MDMA-2-2023-0674 | MegaGen Implant Co. Ltd | TBR250S TBR250L | TBR250S TBR250L |  | 33968 | Medical Device | 1 | It is designed to transfer the exact torque between Fixture Mount and Torque Wrench, which is used for the control of the final torque when fixture is implanted | 1 | 1 | 12682 | ARL-2024-MD-1096 | 2026-05-05T00:00:00Z | Active |  | 309302 | MDMATFA
Hemodialysis Grade Sodium Bicarbonate Powder for Bicarbonate Hemodialysis | ML0000002322SFDAA00002 | MDMA-2-2023-0675 | شركة المصنع العربي للكواشف المخبريه والمحاليل الطبيه | 3P-001, 3P-003 | 3P-001, 3P-003 |  | 35849 | Medical Device | 1 | Hemodialysis grade sodium bicarbonate powder packed in a plastic pouch is dissolved with appropriate amount of suitable grade water to produced sodium bicarbonate concentrates which are mixed by the dialysis machine in the standard ratio 1+34 or 1+44 with acid concentrate and purified water will produced ready to use dialysis fluid | 1 | 3 | 3095 |  | 2026-05-05T00:00:00Z | Active |  | 309303 | MDMATFA
AdCart | ML0000002322SFDAA00003 | MDMA-2-2023-0675 | شركة المصنع العربي للكواشف المخبريه والمحاليل الطبيه | 3-AdCart-650 (AdCart 650g) 3-AdCart-720 (AdCart 720g) 3-AdCart-750 (AdCart 750g) | 3-AdCart-650 (AdCart 650g) 3-AdCart-720 (AdCart 720g) 3-AdCart-750 (AdCart 750g) |  | 35849 | Medical Device | 1 | Adcart - Sodium Bicarbonate Cartridge is a polypropylene (PP) cartridge containing dry sodium bicarbonate which enables on-line preparation of a liquid sodium bicarbonate solution used in a bicarbonate-based dialysis fluid. | 1 | 3 | 3095 |  | 2026-05-05T00:00:00Z | Active |  | 309304 | MDMATFA
Klarity® Supine Breast System | ME0000003149SFDAA00001 | MDMA-2-2023-0677 | Klarity Medical & Equipment (GZ) Co, LTD. | R611-5SDCF |  |  | 12011280 | Medical Device | 1 | an adjustable baseplate with different options for optimal treatment and positioning. The baseplate attaches to a treatment table and can be raised or lowered with elevation supports. | 1 | 1 | 1916 | ARL-2019-MD-10450 | 2026-05-05T00:00:00Z | Active |  | 309309 | MDMATFA
Klarity Optek™ S-Type Overlay with Hand Grips carbon fiber105x61cm | ME0000003149SFDAA00002 | MDMA-2-2023-0677 | Klarity Medical & Equipment (GZ) Co, LTD. | R630-3SCF |  |  | 12011280 | Medical Device | 1 | for immobilizing the head and neck during radiation therapy treatments. The overlay fixes to the treatment couch with either a standard indexing bar, or a custom indexing bar (RE-630EA or RE-7E), which is strongly recommended to reduce side to side movement | 1 | 1 | 1916 | ARL-2019-MD-10450 | 2026-05-05T00:00:00Z | Active |  | 309310 | MDMATFA
Klarity WingSpan™ Baseplate with T-Hand Grips carbon fiber | ME0000003149SFDAA00003 | MDMA-2-2023-0677 | Klarity Medical & Equipment (GZ) Co, LTD. | R632-BTCF |  |  | 12011280 | Medical Device | 1 | for immobilizing the head, upper torso, and arms during radiation therapy treatments. The baseplate fixes to the treatment couch with standard indexing bars and can be used with standard headrests or Silverman. | 1 | 1 | 1916 | ARL-2019-MD-10450 | 2026-05-05T00:00:00Z | Active |  | 309311 | MDMATFA
Klarity Leg Positioner Carbon Fiber Baseplate with Cushions and Hand Grips, 86.4cm (Length) x 44.5cm (Width) x 26.7cm | ME0000003149SFDAA00004 | MDMA-2-2023-0677 | Klarity Medical & Equipment (GZ) Co, LTD. | R634-LCF |  |  | 12011280 | Medical Device | 1 | for immobilizing and supporting the lower torso during radiation therapy treatments. The baseplate fixes to the treatment couch with two indexing bars (upper and lower). | 1 | 1 | 1916 | ARL-2019-MD-10450 | 2026-05-05T00:00:00Z | Active |  | 309312 | MDMATFA
Klarity Indexing Bar, Carbon Fiber(for Varian TrueBeam Couch Top) | ME0000003149SFDAA00005 | MDMA-2-2023-0677 | Klarity Medical & Equipment (GZ) Co, LTD. | RE-7CF |  |  | 12011280 | Medical Device | 1 | for positioning and re-positioning patient’s head and neck during radiation therapy and other disease treatments. compatible with different couch tops to secure the Optek™ Overlay to the couch top. | 1 | 1 | 1916 | ARL-2019-MD-10450 | 2026-05-05T00:00:00Z | Active |  | 309313 | MDMATFA
Klarity Optek™ Indexing Bar, Aluminum (for Varian TrueBeam Couch Top) | ME0000003149SFDAA00006 | MDMA-2-2023-0677 | Klarity Medical & Equipment (GZ) Co, LTD. | RE-7E |  |  | 12011280 | Medical Device | 1 | for positioning and re-positioning patient’s head and neck during radiation therapy and other disease treatments. compatible with different couch tops to secure the Optek™ Overlay to the couch top. | 1 | 1 | 1916 | ARL-2019-MD-10450 | 2026-05-05T00:00:00Z | Active |  | 309314 | MDMATFA
Klarity Green S-type Head Mask with AccuPerf™ 3.2mm | ME0000003149SFDAA00007 | MDMA-2-2023-0677 | Klarity Medical & Equipment (GZ) Co, LTD. | RG461-4SHT |  |  | 12011285 | Medical Device | 1 | these S-type masks has been specially designed to ensure minimal shrinkage and superior fixation. The result is a mask that molds closely to the patient’s contours to provide accurate reproducibility and optimal patient comfort | 1 | 1 | 1916 | ARL-2019-MD-10450 | 2026-05-05T00:00:00Z | Active |  | 309315 | MDMATFA
Klarity Green S-type Head & Shoulder Mask with AccuPerf™ 3.2mm | ME0000003149SFDAA00008 | MDMA-2-2023-0677 | Klarity Medical & Equipment (GZ) Co, LTD. | RG461-4ST |  |  | 12011285 | Medical Device | 1 | these S-type masks has been specially designed to ensure minimal shrinkage and superior fixation. The result is a mask that molds closely to the patient’s contours to provide accurate reproducibility and optimal patient comfort | 1 | 1 | 1916 | ARL-2019-MD-10450 | 2026-05-05T00:00:00Z | Active |  | 309316 | MDMATFA
NomoLine ISA AX+ | ME0000014733SFDAA00057 | MDMA-2-2023-0679 | Masimo Corporation | 9923 | 9923 |  | 37061 | Medical Device | 1 | Sidestream gas analyzer monitoring of breath rate and breathing gas concentrations | 1 | 3 | 6008 | ARL-2021-MD-0853 | 2026-05-05T00:00:00Z | Active |  | 309318 | MDMATFA
NomoLine ISA OR+ | ME0000014733SFDAA00058 | MDMA-2-2023-0679 | Masimo Corporation | 9922 | 9922 |  | 37061 | Medical Device | 1 | sidestream gas analyzer for monitoring of breath rate and breathing gas concentrations | 1 | 3 | 6008 | ARL-2021-MD-0853 | 2026-05-05T00:00:00Z | Active |  | 309319 | MDMATFA
ARCHITECT Folate Calibrators | ME0000002988SFDAA00204 | MDMA-2-2023-0185 | Abbott Ireland Diagnostics Division | 1P74-01 | 1P74-01 |  | 41931 | IVD | 2 | calibration of the system when used for the quantitative determination of folate in human serum, plasma, and red blood cells. | 1 | 2 | 1301 | ARL-2019-MD-2982 | 2026-02-05T00:00:00Z | Active |  | 309320 | MDMATFA
ARCHITECT Folate Controls | ME0000002988SFDAA00205 | MDMA-2-2023-0185 | Abbott Ireland Diagnostics Division | 1P74-10 | 1P74-10 |  | 41932 | IVD | 2 | Verification of the accuracy and precision of the system when used for the quantitative determination of folate in human serum, plasma, and red blood cells. | 1 | 2 | 1301 | ARL-2019-MD-2982 | 2026-02-05T00:00:00Z | Active |  | 309321 | MDMATFA
ARCHITECT Folate Reagent Kit | ME0000002988SFDAA00206 | MDMA-2-2023-0185 | Abbott Ireland Diagnostics Division | 1P74-25, 1P74-35 | 1P74-25, 1P74-35 |  | 60982 | IVD | 2 | chemiluminescent microparticle Folate Binding Protein assay for the quantitative determination of folate in human serum, plasma, and red blood cells. | 1 | 2 | 1301 | ARL-2019-MD-2982 | 2026-02-05T00:00:00Z | Active |  | 309322 | MDMATFA
ARCHITECT Folate RBC Lysis Diluent | ME0000002988SFDAA00207 | MDMA-2-2023-0185 | Abbott Ireland Diagnostics Division | 1P74-40 | 1P74-40 |  | 54455 | IVD | 2 | Preparation of red blood cell hemolysate for testing using Folate Reagent Kit on the system. | 1 | 2 | 1301 | ARL-2019-MD-2982 | 2026-02-05T00:00:00Z | Active |  | 309323 | MDMATFA
ARCHITECT Folate Manual Diluent | ME0000002988SFDAA00208 | MDMA-2-2023-0185 | Abbott Ireland Diagnostics Division | 1P74-50 | 1P74-50 |  | 58208 | IVD | 2 | Manually diluting specimens for testing by the ARCHITECT Folate assay on the system. | 1 | 2 | 1301 | ARL-2019-MD-2982 | 2026-02-05T00:00:00Z | Active |  | 309324 | MDMATFA
Folate Lysis Reagent | ME0000002988SFDAA00209 | MDMA-2-2023-0185 | Abbott Ireland Diagnostics Division | 3P21-60 | 3P21-60 |  | 54455 | IVD | 2 | chemiluminescent microparticle Folate Binding Protein assay | 1 | 2 | 1301 | ARL-2019-MD-2982 | 2026-02-05T00:00:00Z | Active |  | 309325 | MDMATFA
Alinity i Folate Calibrators | ME0000002988SFDAA00210 | MDMA-2-2023-0185 | Abbott Ireland Diagnostics Division | 08P1401 | 08P1401 |  | 41931 | IVD | 2 | chemiluminescent microparticle Folate Binding Protein assay | 1 | 2 | 1301 | ARL-2019-MD-2982 | 2026-02-05T00:00:00Z | Active |  | 309326 | MDMATFA
Alinity i Folate Controls | ME0000002988SFDAA00211 | MDMA-2-2023-0185 | Abbott Ireland Diagnostics Division | 08P1410 | 08P1410 |  | 41932 | IVD | 2 | chemiluminescent microparticle Folate Binding Protein assay | 1 | 2 | 1301 | ARL-2019-MD-2982 | 2026-02-05T00:00:00Z | Active |  | 309327 | MDMATFA
Alinity i Folate Reagent Kit | ME0000002988SFDAA00212 | MDMA-2-2023-0185 | Abbott Ireland Diagnostics Division | 08P1422, 08P1432 | 08P1422, 08P1432 |  | 60982 | IVD | 2 | Chemiluminescent microparticle immunoassay for the quantitative determination of folate in human serum, plasma, and red blood cells | 1 | 2 | 1301 | ARL-2019-MD-2982 | 2026-02-05T00:00:00Z | Active |  | 309328 | MDMATFA
Alinity i Folate RBC Lysis Diluent | ME0000002988SFDAA00213 | MDMA-2-2023-0185 | Abbott Ireland Diagnostics Division | 08P1440 | 08P1440 |  | 54455 | IVD | 2 | preparation of red blood cell hemolysate for testing using the Folate Reagent. | 1 | 2 | 1301 | ARL-2019-MD-2982 | 2026-02-05T00:00:00Z | Active |  | 309329 | MDMATFA
Alinity i Folate Manual Diluent | ME0000002988SFDAA00214 | MDMA-2-2023-0185 | Abbott Ireland Diagnostics Division | 08P1460 | 08P1460 |  | 58208 | IVD | 2 | manually diluting specimens for testing by the Folate assay on the analyzer. | 1 | 2 | 1301 | ARL-2019-MD-2982 | 2026-02-05T00:00:00Z | Active |  | 309330 | MDMATFA
Alinity i Folate Lysis Reagent | ME0000002988SFDAA00215 | MDMA-2-2023-0185 | Abbott Ireland Diagnostics Division | 08P1542 | 08P1542 |  | 54455 | IVD | 2 | chemiluminescent microparticle Folate Binding Protein assay | 1 | 2 | 1301 | ARL-2019-MD-2982 | 2026-02-05T00:00:00Z | Active |  | 309331 | MDMATFA
LiquID Guide Catheter Extension | ME0000006535SFDAA00047 | MDMA-2-2023-0680 | Seigla Medical | M1000 M2000 | M1000 M2000 |  | 64885 | Medical Device | 1 | The LiquID Guide Catheter Extension is a single lumen catheter offered in a 6F and 7F size. The 150cm device has a stainless-steel shaft connected to a 15cm single lumen tube, which is used to extend traditional guide catheters. The 15cm single lumen tube catheter body contains a coil for kink resistance and radiopacity. The single lumen tube catheter body is also silicone coated for lubricity. The device has two proximal positioning marks located at 95cm and 105cm from the distal tip. The device handle is color coded to match the standard guide catheter color code. | 1 | 4 | 15497 | ARL-2023-MD-0346 | 2026-05-05T00:00:00Z | Active |  | 309332 | MDMATFA
Surfcath™ | ME0000014984SFDAA00017 | MDMA-2-2023-0683 | VYGON | 5590.106 | 5590.106 |  | 61637 | Medical Device | 1 | Seldipur Smartmidline | 1 | 1 | 1297 | ARL-2019-MD-0873 | 2026-05-05T00:00:00Z | Active |  | 309348 | MDMATFA
BD Prevue™ II | ME0000003308SFDAA00098 | MDMA-2-2023-0684 | Bard Access Systems, Inc. | 9770702; 9770703; 9770704 | 9770702; 9770703; 9770704 |  | 40761 | Medical Device | 1 | A portable device that features real-time 2D ultrasound imaging, customized vascular access applications, procedure documentation, vessel measurement tools, and electronic connectivity. | 1 | 2 | 1324 | ARL-2019-MD-2819 | 2026-05-05T00:00:00Z | Active | tradeName: BD Prevue™ II Peripheral Vascular Access System description: Probe Holder gmdn: 40761 tradeName: BD Prevue™ II Magnetizer Cover description: Magnetizer Cover gmdn: 46505 tradeName: BD Prevue™ II Rollstand description: Roll Stand gmdn: 42513 tradeName: BD Prevue™ II Peripheral Vascular Access System description: Magnetizer gmdn: 40761 tradeName: BD Prevue™ II Peripheral Vascular Access System description: Cord Wrap gmdn: 40761 tradeName: BD Prevue™ II Peripheral Vascular Access System description: Power Supply gmdn: 40761 tradeName: BD Prevue™ II Peripheral Vascular Access System description: Battery gmdn: 40761 | 309349 | MDMATFA
Oxygen Connection Tubings | ME0000008001SFDAA00002 | MDMA-2-2023-0685 | Ningbo MFLAB Medical Instruments Co.,Ltd. | LB1610 | LB1610 |  | 12702 | Medical Device | 1 | it's a medical device whose mainly used connect air source and transporting oxygen. Made of clear, medical grade PVC, With connector Anti-crush tube can ensure oxygen follow even if the tube is kinked. | 1 | 2 | 1985 | ARL-2021-MD-1584 | 2026-05-05T00:00:00Z | Active |  | 309350 | MDMATFA
MaxioCel | ME0000001403SFDAA00007 | MDMA-2-2023-0686 | AXIO BIOSOLUTIONS PVT LTD. | MX0505 MX0510 MX1010 MX1515 MX2030 MX2530 MX4545 | MX0505 MX0510 MX1010 MX1515 MX2030 MX2530 MX4545 |  | 46854 | Medical Device | 1 | Soft, sterile, single-use absorbent microfibre wound dressing. | 1 | 4 | 8298 | ARL-2023-MD-0424 | 2026-05-05T00:00:00Z | Active |  | 309351 | MDMATFA
AC 113 mmol/L (2:1) Citrate Anticoagulant Solution | ME0000003126SFDAA00005 | MDMA-2-2023-0687 | S.A.L.F S.p.A LABORATORIO FARMACOLOGICO | RCSB7520GLO | RCSB7520GLO |  | 46812 | Medical Device | 1 | anticoagulation solution | 1 | 3 | 1331 | ARL-2021-MD-0956 | 2026-05-05T00:00:00Z | Active |  | 309352 | MDMATFA
Medical Video Endoscope | ME0000000849SFDAA00005 | MDMA-2-2023-0688 | Bonree Medical Co., Ltd | URS3006 URS3006E URS3016 URS3016E | URS3006 URS3006E URS3016 URS3016E |  | 000 | Medical Device | 1 | Medical Video Endoscope | 1 | 2 | 1565 | ARL-2023-MD-0260 | 2026-05-05T00:00:00Z | Active |  | 309353 | MDMATFA
sthemA CL-15 | ME0000002907SFDAA00006 | MDMA-2-2023-0689 | Tcoag Ireland Limited | 01423 | 01423 |  | 58236 | IVD | 2 | The sthemA CL-15 allows the cleaning of instrument parts which come in contact with samples. | 1 | 1 | 4140 | ARL-2020-MD-3539 | 2026-05-05T00:00:00Z | Active |  | 309354 | MDMATFA
sthemA DL-2500 | ME0000002907SFDAA00007 | MDMA-2-2023-0689 | Tcoag Ireland Limited | 01412 | 01412 |  | 58237 | IVD | 2 | The sthemA DL-2500 allows the dilution of whole blood samples in a suitable way for the blood cells analysis and the quantitative determination of hemoglobin. The sthemA DL-2500 also acts as a rinsing agent on sthemA 600 series analyzers. | 1 | 1 | 4140 | ARL-2020-MD-3539 | 2026-05-05T00:00:00Z | Active |  | 309355 | MDMATFA
sthemA FL-50 | ME0000002907SFDAA00008 | MDMA-2-2023-0689 | Tcoag Ireland Limited | 01422 | 01422 |  | 43606 | IVD | 2 | The sthemA FL-50 is a solution containing a fluorochrome which binds specifically to nucleic acids, allowing to count blood cells | 1 | 1 | 4140 | ARL-2020-MD-3539 | 2026-05-05T00:00:00Z | Active |  | 309356 | MDMATFA
sthemA HB-250 | ME0000002907SFDAA00009 | MDMA-2-2023-0689 | Tcoag Ireland Limited | 01405 | 01405 |  | 61665 | IVD | 2 | The sthemA HB-250 is a reagent used to lyse erythrocytes in order to prepare a diluted whole-blood sample for the quantitative determination of hemoglobin | 1 | 1 | 4140 | ARL-2020-MD-3539 | 2026-05-05T00:00:00Z | Active |  | 309357 | MDMATFA
sthemA WB-250 | ME0000002907SFDAA00010 | MDMA-2-2023-0689 | Tcoag Ireland Limited | 01408 | 01408 |  | 61665 | IVD | 2 | The sthemA WB-250 is a reagent used to lyse erythrocytes in order to prepare a diluted whole-blood sample for the nucleated blood cell populations identification and count | 1 | 1 | 4140 | ARL-2020-MD-3539 | 2026-05-05T00:00:00Z | Active |  | 309358 | MDMATFA
LASER SURGERY FIBER | ME0000000095SFDAA00052 | MDMA-2-2023-0690 | OBERON GmbH Fiber Technologies | 200016S, 200040S, 210173S, 210174S, 220104S, 220105S, 220133S, 220134S, 220135S, 220136S, 230105S, 230106S, 230123S, 230124S, 270012S, 270013S, 270017S, 270018S, 270508S | 200016S, 200040S, 210173S, 210174S, 220104S, 220105S, 220133S, 220134S, 220135S, 220136S, 230105S, 230106S, 230123S, 230124S, 270012S, 270013S, 270017S, 270018S, 270508S |  | 0 | Medical Device | 1 | Reusable Fiber | 1 | 2 | 5816 | ARL-2023-MD-0034 | 2026-05-05T00:00:00Z | Active |  | 309359 | MDMATFA
Percutaneous Nephrostomy set | ME0000000849SFDAA00008 | MDMA-2-2023-0691 | Bonree Medical Co., Ltd | SPPN0108 SPPN0110 SPPN0112 SPPN0114 SPPN0116 SPPN0118 SPPN0120 SPPN0122 SPPN0308 SPPN0310 SPPN0312 SPPN0314 SPPN0316 SPPN0318 SPND2024 SPPN1013S SPPN1017S SPPN1021S SPPN1213S SPPN1217S SPPN1221S SPSN1413S SPPN1417S SPPN1421S SPPN1613S SPPN1617S SPPN1621S SPPN1813S SPPN1817S SPPN1821S SPPN2013S SPPN2017S SPPN2021S SPPN2021S SPPN2213S SPPN2217S SPPN2221S SPPN0208 SPPN0210 SPPN0212 SPPN0214 SPPN0216 SPPN0218 SPPN0220 SPPN0222 SPPN0216D SPPN0218D SPPN0220D SPPN0222D SPSN0800 SPSN1000 SPSN1200 SPSN1400 SPSN1600 SPSN1800 SPSN2000 SPPN0508 SPPN0510 SPPN0512 SPPN0514 SPPN0516 SPPN0518 SPPN0520 SPPN0522 SPPD0108 SPPD0110 SPPD0112 SPPD0114 SPPD0210 SPPD0212 SPPD0214 SPPD0216 SPPD1108 SPPD1110 SPPD1112 SPPD1114 SPPD1210 SPPD1212 SPPD1214 SPPD1216 | SPPN0108 SPPN0110 SPPN0112 SPPN0114 SPPN0116 SPPN0118 SPPN0120 SPPN0122 SPPN0308 SPPN0310 SPPN0312 SPPN0314 SPPN0316 SPPN0318 SPND2024 SPPN1013S SPPN1017S SPPN1021S SPPN1213S SPPN1217S SPPN1221S SPSN1413S SPPN1417S SPPN1421S SPPN1613S SPPN1617S SPPN1621S SPPN1813S SPPN1817S SPPN1821S SPPN2013S SPPN2017S SPPN2021S SPPN2021S SPPN2213S SPPN2217S SPPN2221S SPPN0208 SPPN0210 SPPN0212 SPPN0214 SPPN0216 SPPN0218 SPPN0220 SPPN0222 SPPN0216D SPPN0218D SPPN0220D SPPN0222D SPSN0800 SPSN1000 SPSN1200 SPSN1400 SPSN1600 SPSN1800 SPSN2000 SPPN0508 SPPN0510 SPPN0512 SPPN0514 SPPN0516 SPPN0518 SPPN0520 SPPN0522 SPPD0108 SPPD0110 SPPD0112 SPPD0114 SPPD0210 SPPD0212 SPPD0214 SPPD0216 SPPD1108 SPPD1110 SPPD1112 SPPD1114 SPPD1210 SPPD1212 SPPD1214 SPPD1216 |  | 000 | Medical Device | 1 | Percutaneous Nephrostomy set | 1 | 2 | 1565 | ARL-2023-MD-0260 | 2026-05-05T00:00:00Z | Active |  | 309360 | MDMATFA
ARK Pregabalin II Assay | ME0000006599SFDAA00010 | MDMA-2-2023-0692 | ARK Diagnostics, Inc. | 5059-0001-00 | 5059-0001-00 |  | 00 | IVD | 2 | Assay intended for the qualitative and/or semiquantitative determination of pregabalin in human urine. | 1 | 2 | 1322 | ARL-2021-MD-1564 | 2026-05-07T00:00:00Z | Active |  | 309362 | MDMATFA
ARK Pregabalin II Calibrator | ME0000006599SFDAA00011 | MDMA-2-2023-0692 | ARK Diagnostics, Inc. | 5059-0002-00 | 5059-0002-00 |  | 00 | IVD | 2 | Calibrator is intended for use in calibration of the Pregabalin II assay. | 1 | 2 | 1322 | ARL-2021-MD-1564 | 2026-05-07T00:00:00Z | Active |  | 309363 | MDMATFA
ARK Pregabalin II Control | ME0000006599SFDAA00012 | MDMA-2-2023-0692 | ARK Diagnostics, Inc. | 5059-0003-00 | 5059-0003-00 |  | 00 | IVD | 2 | Control is intended for use in quality control of the Pregabalin II assay. | 1 | 2 | 1322 | ARL-2021-MD-1564 | 2026-05-07T00:00:00Z | Active |  | 309364 | MDMATFA
Atlas Medical Prothrombin Time (PT) Reagent | ME0000005047SFDAA00083 | MDMA-2-2023-0693 | Atlas Medical GmbH | 8.02.40.1.0010 8.02.40.1.0050 8.02.40.1.0100 |  |  | 55986 | IVD | 2 | (PT) Reagent provides an assessment of the extrinsic and common pathways of coagulation. | 1 | 3 | 1984 | ARL-2019-MD-17251 | 2026-05-07T00:00:00Z | Active |  | 309365 | MDMATFA
Atlas Medical Activated partial thromboplastin time (APTT) Reagent | ME0000005047SFDAA00084 | MDMA-2-2023-0693 | Atlas Medical GmbH | 8.02.41.1.0040 8.02.41.1.0050 8.02.41.1.0100 |  |  | 55982 | IVD | 2 | (APTT) assay is a screening used to detect abnormalities in coagulation system. | 1 | 3 | 1984 | ARL-2019-MD-17251 | 2026-05-07T00:00:00Z | Active |  | 309366 | MDMATFA
Rhythmia HDx TM Localization Generator | ME0000006032SFDAA00021 | MDMA-2-2023-0694 | Boston Scientific Corporation | M004RH20010 M004RH20020 | M004RH20010 M004RH20020 |  | 46265 | Medical Device | 1 | The Rhythmia Mapping System (abbreviated as “Gen I”) and Rhythmia HDx Mapping System (abbreviated as “HDx”), collectively Rhythmia Mapping Systems (abbreviated as “Systems”), are designed for cardiac mapping and storage of cardiac electrophysiological data. In addition, based on user-defined criteria, the Systems are able to acquire data over multiple cardiac beats. The maps are constructed using magnetic and impedance-based localization technology and data from intracardiac and surface electrograms. Maps may be displayed as anatomical maps, and electroanatomical maps. When used in conjunction with a magnetically tracked catheter, the Rhythmia Mapping Systems can acquire hundreds of points per minute leading to high resolution map creation. The Systems include a dedicated Signal Station (SiS) / Patient Interface Unit (PIU) and related accessories which provide data connection pathways for external input/output devices (e.g. catheters and recording systems) and serve as the data conduit to the respective System’s workstation computer and software. The Systems are reusable capital equipment and are intended to be used in an electrophysiology laboratory by physicians fully trained in cardiac electrophysiology. | 1 | 4 | 12340 | ARL-2021-MD-1832 | 2026-05-07T00:00:00Z | Active | tradeName: Rhythmia HDx Ablation Connection Box description: Ablation Catheter gmdn: 46265 | 309367 | MDMATFA
T2® Humerus Compression Screw, Advanced | ME0000005447SFDAA00958 | MDMA-2-2023-0695 | Stryker GmbH | 1830-0001S | 1830-0001S |  | 09120201 | Medical Device | 1 | Sterile non bioabsorbable orthopaedic bone screw | 1 | 3 | 1423 | ARL-2019-MD-16206 | 2026-05-07T00:00:00Z | Active |  | 309368 | MDMATFA
T2® Humerus Humeral Nail | ME0000005447SFDAA00959 | MDMA-2-2023-0695 | Stryker GmbH | 1830-0714S 1830-0716S 1830-0718S 1830-0719S 1830-0720S 1830-0721S 1830-0722S 1830-0723S 1830-0724S 1830-0725S 1830-0726S 1830-0727S 1830-0728S 1830-0729S 1830-0730S 1830-0731S 1830-0732S 1830-0814S 1830-0816S 1830-0818S 1830-0819S 1830-0820S 1830-0821S 1830-0822S 1830-0823S 1830-0824S 1830-0825S 1830-0826S 1830-0827S 1830-0828S 1830-0829S 1830-0830S 1830-0831S 1830-0832S 1830-0914S 1830-0916S 1830-0918S 1830-0919S 1830-0920S 1830-0921S 1830-0922S 1830-0923S 1830-0924S 1830-0925S 1830-0926S 1830-0927S 1830-0928S 1830-0929S 1830-0930S 1830-0931S 1830-0932S | 1830-0714S 1830-0716S 1830-0718S 1830-0719S 1830-0720S 1830-0721S 1830-0722S 1830-0723S 1830-0724S 1830-0725S 1830-0726S 1830-0727S 1830-0728S 1830-0729S 1830-0730S 1830-0731S 1830-0732S 1830-0814S 1830-0816S 1830-0818S 1830-0819S 1830-0820S 1830-0821S 1830-0822S 1830-0823S 1830-0824S 1830-0825S 1830-0826S 1830-0827S 1830-0828S 1830-0829S 1830-0830S 1830-0831S 1830-0832S 1830-0914S 1830-0916S 1830-0918S 1830-0919S 1830-0920S 1830-0921S 1830-0922S 1830-0923S 1830-0924S 1830-0925S 1830-0926S 1830-0927S 1830-0928S 1830-0929S 1830-0930S 1830-0931S 1830-0932S |  | 9120201 | Medical Device | 1 | Humerus nail | 1 | 3 | 1423 | ARL-2019-MD-16206 | 2026-05-07T00:00:00Z | Active |  | 309369 | MDMATFA
T2® Humerus Humeral Nail, AP | ME0000005447SFDAA00973 | MDMA-2-2023-0695 | Stryker GmbH | 1830-1716S 1830-1718S 1830-1720S 1830-1722S 1830-1724S 1830-1726S 1830-1816S 1830-1818S 1830-1820S 1830-1822S 1830-1824S 1830-1826S 1830-1916S 1830-1918S 1830-1920S 1830-1922S 1830-1924S 1830-1926S | 1830-1716S 1830-1718S 1830-1720S 1830-1722S 1830-1724S 1830-1726S 1830-1816S 1830-1818S 1830-1820S 1830-1822S 1830-1824S 1830-1826S 1830-1916S 1830-1918S 1830-1920S 1830-1922S 1830-1924S 1830-1926S |  | 09120201 | Medical Device | 1 | Humerus nail | 1 | 3 | 1423 | ARL-2019-MD-16206 | 2026-05-07T00:00:00Z | Active |  | 309370 | MDMATFA
T2® PHN Washer | ME0000005447SFDAA00974 | MDMA-2-2023-0695 | Stryker GmbH | 1832-0007S 1832-0008S 1832-0009S | 1832-0007S 1832-0008S 1832-0009S |  | 09120201 | Medical Device | 1 | Sterile orthopedic bone washer | 1 | 3 | 1423 | ARL-2019-MD-16206 | 2026-05-07T00:00:00Z | Active |  | 309371 | MDMATFA
T2® PHN Proximal Humeral Nail | ME0000005447SFDAA00975 | MDMA-2-2023-0695 | Stryker GmbH | 1832-1015S 1832-1025S 1832-1035S 1832-1045S 1832-2822S 1832-2824S 1832-2826S 1832-2828S 1832-2830S 1832-3822S 1832-3824S 1832-3826S 1832-3828S 1832-3830S | 1832-1015S 1832-1025S 1832-1035S 1832-1045S 1832-2822S 1832-2824S 1832-2826S 1832-2828S 1832-2830S 1832-3822S 1832-3824S 1832-3826S 1832-3828S 1832-3830S |  | 09120201 | Medical Device | 1 | Humerus nail | 1 | 3 | 1423 | ARL-2019-MD-16206 | 2026-05-07T00:00:00Z | Active |  | 309372 | MDMATFA
Microalbumin 5+1 | ME0000008071SFDAA00137 | MDMA-2-2023-0696 | Dialab Produktion und Vertrieb von chemisch-technischen Produkten und Laborinstrumenten Gesellschaft m.b.h | AA1019 | AA1019 |  | 53478 | IVD | 2 | IVD quantitative in vitro determination of Microalbumin in human urine | 1 | 2 | 10632 | ARL-2021-MD-1308 | 2026-05-07T00:00:00Z | Active |  | 110777 | MDMATFA
Cystatin C | ME0000004033SFDAA00041 | MDMA-2-2023-0696 | Dialab Produktion und Vertrieb von chemisch-technischen Produkten und Laborinstrumenten Gesellschaft m.b.h | 9A1840 | 9A1840 |  | 48178 | IVD | 2 | Reagent for the quantitative in vitro determination of Cystatin in human serum or plasma | 1 | 2 | 10632 | ARL-2021-MD-1308 | 2026-05-07T00:00:00Z | Active |  | 309373 | MDMATFA
Microalbumin Control | ME0000004033SFDAA00042 | MDMA-2-2023-0696 | Dialab Produktion und Vertrieb von chemisch-technischen Produkten und Laborinstrumenten Gesellschaft m.b.h | A00808 | A00808 |  | 53478 | IVD | 2 | Reagent use as a control in immunoturbidimetric assays for Microalbumin | 1 | 2 | 10632 | ARL-2021-MD-1308 | 2026-05-07T00:00:00Z | Active |  | 309374 | MDMATFA
K3 Dental Unit And Chair | ME0000000270SFDAA00003 | MDMA-2-2023-0697 | Osstem Implant Co., Ltd. Chair Business | K3 Cart K3 Mount | K3 Cart K3 Mount |  | 34991 | Medical Device | 1 | Dental Unit and Chair | 1 | 2 | 1302 | ARL-2023-MD-0096 | 2026-05-08T00:00:00Z | Active |  | 309456 | MDMATFA
ULTRAcel Q+ | ME0000008725SFDAA00005 | MDMA-2-2022-0146 | Jeisys Medical Inc. | ULTRAcel Q+ | ULTRAcel Q+ |  | 40777 | Medical Device | 1 | Focused Ultrasound Stimulator Use System | 1 | 3 | 2329 | ARL-2021-MD-1067 | 2025-06-14T00:00:00Z | Active | tradeName: Q+ Handpiece description: Handpiece gmdn: 40777 tradeName: Q+ Cartridge description: Range of energy by cartridge types according to frequency and depth gmdn: 40777 tradeName: Linear Cartridge description: Range of energy by cartridge types according to frequency and depth gmdn: 40777 | 75242 | MDMATFA
Safety Blood Collection Set/Infusion Set | ME0000001149SFDAA00007 | MDMA-2-2022-0217 | Gemtier Medical (Shanghai) Inc. | LA1021, LA1023, LA1025, LA1921, LA1923, LA1925, LA3021, LA3023, LA3025, LC1021, LC1023, LC1025, LC1921, LC1923, LC1925, LC3021, LC3023, LC3025 | LA1021, LA1023, LA1025, LA1921, LA1923, LA1925, LA3021, LA3023, LA3025, LC1021, LC1023, LC1025, LC1921, LC1923, LC1925, LC3021, LC3023, LC3025 |  | 58497 | Medical Device | 1 | The Safety Blood Collection Set / Infusion Set is a single-use, sterile, winged blood collection needle bonded to flexible tubing with or without a luer adapter and/or tube holder. The Safety Blood Collection Set / Infusion Set is individually wrapped, sterile, non-pyrogenic and is designed for collection of blood specimens or short-term intravenous administration of fluid (up to 2 hours under direct clinical supervision). | 1 | 2 | 2523 | ARL-2022-MD-0217 | 2025-08-04T00:00:00Z | Active |  | 267572 | MDMATFA
Safety Blood Collection Set with Tube Holder | ME0000001149SFDAA00008 | MDMA-2-2022-0217 | Gemtier Medical (Shanghai) Inc. | LH1021, LH1023, LH1025, LH1921, LH1923, LH1925, LH3021, LH3023, LH3025 | LH1021, LH1023, LH1025, LH1921, LH1923, LH1925, LH3021, LH3023, LH3025 |  | 58497 | Medical Device | 1 | The Safety Blood Collection Set / Infusion Set is a single-use, sterile, winged blood collection needle bonded to flexible tubing with or without a luer adapter and/or tube holder. The Safety Blood Collection Set / Infusion Set is individually wrapped, sterile, non-pyrogenic and is designed for collection of blood specimens or short-term intravenous administration of fluid (up to 2 hours under direct clinical supervision). | 1 | 2 | 2523 | ARL-2022-MD-0217 | 2025-08-04T00:00:00Z | Active |  | 267573 | MDMATFA
Tube Holder with Pre-Attached Luer Adapter | ME0000001149SFDAA00009 | MDMA-2-2022-0217 | Gemtier Medical (Shanghai) Inc. | LH0001 | LH0001 |  | 58497 | Medical Device | 1 | The Safety Blood Collection Set / Infusion Set is a single-use, sterile, winged blood collection needle bonded to flexible tubing with or without a luer adapter and/or tube holder. The Safety Blood Collection Set / Infusion Set is individually wrapped, sterile, non-pyrogenic and is designed for collection of blood specimens or short-term intravenous administration of fluid (up to 2 hours under direct clinical supervision) | 1 | 2 | 2523 | ARL-2022-MD-0217 | 2025-08-04T00:00:00Z | Active |  | 267574 | MDMATFA
Luer Adapter | ME0000001149SFDAA00010 | MDMA-2-2022-0217 | Gemtier Medical (Shanghai) Inc. | LA0000 | LA0000 |  | 58497 | Medical Device | 1 | The Safety Blood Collection Set / Infusion Set is a single-use, sterile, winged blood collection needle bonded to flexible tubing with or without a luer adapter and/or tube holder. The Safety Blood Collection Set / Infusion Set is individually wrapped, sterile, non-pyrogenic and is designed for collection of blood specimens or short-term intravenous administration of fluid (up to 2 hours under direct clinical supervision) | 1 | 2 | 2523 | ARL-2022-MD-0217 | 2025-08-04T00:00:00Z | Active |  | 267575 | MDMATFA
Tube Holder | ME0000001149SFDAA00011 | MDMA-2-2022-0217 | Gemtier Medical (Shanghai) Inc. | LH0000 | LH0000 |  | 58497 | Medical Device | 1 | The Safety Blood Collection Set / Infusion Set is a single-use, sterile, winged blood collection needle bonded to flexible tubing with or without a luer adapter and/or tube holder. The Safety Blood Collection Set / Infusion Set is individually wrapped, sterile, non-pyrogenic and is designed for collection of blood specimens or short-term intravenous administration of fluid (up to 2 hours under direct clinical supervision) | 1 | 2 | 2523 | ARL-2022-MD-0217 | 2025-08-04T00:00:00Z | Active |  | 267576 | MDMATFA
To download full document visit our website: Barmga.com